## Intro
#VALUE!
Compatibility Chart
To select the compatibility chart you are seeking for, click on the heading
Last Update: October 8th 2024
| > MQTT ¦ TURN | > RPT1+ ¦ RPT1 | > Access Control | > RF Supervision Time
| > Quick Chart | > IP ¦ PCS | > EVO - NE - DGP | > Imperial EVO Comparision
| > EVOHD+ / EVO192 / EVOHD | > Neware | > SPC1725 - SPC1727 - SPC1728
| > MG5050+ | > PGM | > SPC1738 - SPC1755
| > SP4000 / SP65 | > SP55500 ¦ SP6000 ¦ SP7000 | > SPC1758 - SPC1759EX
| > SP5500+ | > MG5075 | > E55 - E65
| > SP6000+ | > MG5050 | > Esprit
| > SP7000+ | > MG5000 | > Wireless Compatibility
Legend:
| > Firmware Upgrade | > Magellan Consoles |  |  | Discontinued Product

## MQTT ¦ TURN
Discontinued Product/Version
Should be compatible (Not testing discontinued products with new products/versions)
| MQTT MODULES |  |  |  | TURN MODULES | [5 empty] | Receivers (Reporting) |  |  | Number of supported receivers
| IP180 | IP150+MQ (v6) | IP150 MQTT (v6) | PCS265V8 | IP150+ (v5) | IP150 (v4,v5) | PCS265V7 | PCS265LTE | PCS265/260 | PCS250/G | IPC10/VIPC20 | IPR512 | IPRS7 | MG+/SP+/MG/SP | EVOHD+ | EVO192/EVOHD
COMUNICATION MODULES
IP180 | Note 1 | Note 1 | Note 1 | Yes | – | – | – | – | – | – | Yes | – | – | 3 | 3 | 4
IP150+MQ (v6) | Note 1 | Note 1 | Note 1 | Yes | – | – | – | – | – | – | Yes | – | – | 2 | 2 | 2
IP150M (v6) | Note 1 | Note 1 | Note 2 | Yes | – | – | – | – | – | – | Yes | – | – | 2 | 2 | 2
PCS265V8 | Yes | Yes | Yes | Note 1 | – | – | – | – | – | – | Yes | – | – | 3 | 3 | 3
PCS265V7 | – | – | – | – | Yes | Yes | Note 1 | Note 1 | Note 1 | Note 1 | – | Yes | Yes | 3 | 3 | 4
PCS265LTE | – | – | – | – | Yes | Yes | Note 1 | Note 1 | Note 1 | Note 1 | – | Yes | Yes | 3 | 3 | 4
IP150+ (v5) | – | – | – | – | Note 1 | Note 1 | Yes | Yes | Yes | Yes | – | Yes | Yes | 3 | 3 | 4
IP150 (v4, v5) | – | – | – | – | Note 1 | Note 1 | Yes | Yes | Yes | Yes | – | Yes | Yes | 3 | 3 | 4
PCS265/260 | – | – | – | – | Yes | Yes | Note 1 | Note 1 | Note 1 | Note 1 | – | Yes | Yes | 3 | 3 | 4
PCS250/G | – | – | – | – | Yes | Yes | Note 1 | Note 1 | Note 1 | Note 1 | – | Yes | Yes | 3 | 3 | 4
General MQTT requirmenets and limitations:
- A combination of MQTT and TURN modules is NOT supported on the same panel.
- Only IP150, IP150+ and PCSV7 modules can be upraded to MQTT firmware.
- Upgrading to an MQTT firmware requires Babyware 5.6.52, Infield 5.6.55 or BlueEye Android v1.1.7 (218) and IOS v1.0.18(12) (or higher). Older versions can upgrade only TURN firmware.
- Combo mode (PCS connected trough IP module) is NOT supported on MQTT modules (IP180, IP150+MQ, IP150 MQTT) (in order to have a PCSV8 on the same panel, a + panel needs to be used)
- Sites with HD78/88 cameras and IP150 should not be upgraded to MQTT (not supporting MQTT and TURN modules on the same panel)
- Direct IP (static IP) connection (BlueEye, Babyware, Infield, Neware) is not supported on MQTT firmware (a static IP can still be assigned to the module). For closed network connection, an IPC10 is needed in the same network (connect with Babyware MQTT Closed Network connection or IPC Server)
- Reports only to IPC10/VIPC20, please make sure the CMS station is using an IPC10/VIPC20 receiver (not compatible with IPRS7/IPR512)
- MQTT modules are compatible with panels manufactured after 2012
NOTE 1 Same type of modules is NOT supported on the same panel (eg. 2 IP180, 2 PCS, 1 IP180 and 1 IP150+)
NOTE 2 - Once upgraded, the site will be migrated to the new Swan database (faster and more reliable) - Once upgraded to MQTT, the module CANNOT be downgraded back to TURN firmware - Requires Babyware 5.6.52, Infield 5.6.55 and Neware 5.2.32 and BlueEye ( Android v1.1.7 (218) and IOS v1.0.18(12)) (or higher) in order to connect or upgrade sites with IP150M - IP150 cannot be upgraded with standard procedure if current firmware is v4.30 or lower - first upgrade the module to v5.2.58, then to MQTT firmware (may require special upgrade procedure with Infield 4.26.4) - Requires a paid Swan subscription (site) for remotely connecting with apps or Babyware, Infield, Neware. Reporting to IPC10 does not require a paid site. - Once a site with IP150 is upgraded to MQTT, replacing the communication module with a TURN module is NOT supported
MQTT / TURN MODULES Compatibility

## Quick Chart
|  | Requires RTX3 (SP/EVO/SP+/EVOHD+)/K32LX (SP/SP+)/K641LX (EVO/EVOHD+) | [7 empty] | Discontinued Product
|  | Requires RX1 (SP/P1+) / RTX3 (SP/SP+/EVO/EVOHD+) / K32LX (SP/SP+) | [7 empty] | Should be compatible (Not testing discontinued products with new products/versions)
|  | Requires RTX3 | [7 empty] | Only on Serial Port, not compatible with EBUS port
| EVOHD+ | EVO192 | SP4000 | SP5500+ | SP6000+ | SP7000+ | SP65 | MG5050+ | EVOHD | SP5500 | SP6000 | SP7000 | MG5000 | MG5050 | MG5075 | MG6250
KEYPADS
TM70 | Yes | Yes | Yes | Yes | Yes | Yes | Yes | Yes | Yes | Yes | Yes | Yes | Yes | Yes | Yes | –
TM50 | Yes | Yes | Yes | Yes | Yes | Yes | Yes | Yes | Yes | Yes | Yes | Yes | Yes | Yes | Yes | –
K641+ | Yes | Yes | – | – | – | – | – | – | Yes | – | – | – | – | – | – | –
K641R | Yes | Yes | – | – | – | – | – | – | Yes | – | – | – | – | – | – | –
K656 | Yes | Yes | – | – | – | – | – | – | Yes | – | – | – | – | – | – | –
K32LCD+ | – | – | Yes | Yes | Yes | Yes | Yes | Yes | – | Yes | Yes | Yes | Yes | Yes | Yes | –
K35 | – | – | Yes | Yes | Yes | Yes | Yes | Yes | – | Yes | Yes | Yes | Yes | Yes | Yes | –
K37 | – | – | – | Yes | Yes | Yes | Yes | Yes | – | Yes | Yes | Yes | Yes | Yes | Yes | Yes
K38 | – | – | – | Yes | Yes | Yes | Yes | Yes | – | Yes | Yes | Yes | Yes | Yes | Yes | Yes
K32+ | – | – | Yes | Yes | Yes | Yes | Yes | Yes | – | Yes | Yes | Yes | Yes | Yes | Yes | –
K10V / K10H | – | – | Yes | Yes | Yes | Yes | Yes | Yes | – | Yes | Yes | Yes | Yes | Yes | Yes | –
K636 | – | – | Yes | Yes | Yes | Yes | Yes | Yes | – | Yes | Yes | Yes | Yes | Yes | Yes | –
TM40 | Yes | Yes | Yes | Yes | Yes | Yes | Yes | Yes | Yes | Yes | Yes | Yes | Yes | Yes | Yes | –
K641 | Yes | Yes | – | – | – | – | – | – | Yes | – | – | – | – | – | – | –
K32LX | – | – | Yes | Yes | Yes | Yes | Yes | – | – | Yes | Yes | Yes | – | – | – | –
K641LX | Yes | Yes | – | – | – | – | – | – | Yes | – | – | – | – | – | – | –
EXPANDERS
ZX1 | Yes | Yes | – | – | – | – | – | – | Yes | – | – | – | – | – | – | –
ZX22 | Yes | Yes | Yes | Yes | Yes | Yes | Yes | Yes | Yes | Yes | Yes | Yes | Yes | Yes | Yes | –
ZX8 | Yes | Yes | Yes | Yes | Yes | Yes | Yes | Yes | Yes | Yes | Yes | Yes | Yes | Yes | Yes | –
ZX8SP | – | – | Yes | Yes | Yes | Yes | Yes | Yes | – | Yes | Yes | Yes | Yes | Yes | Yes | –
ZX82 | Yes | Yes | Yes | Yes | Yes | Yes | Yes | Yes | Yes | Yes | Yes | Yes | Yes | Yes | Yes | –
RTX3 | Yes | Yes | Yes | Yes | Yes | Yes | Yes | – | Yes | Yes | Yes | Yes | – | – | – | –
RX1 | – | – | Yes (Note 3) | Yes | Yes | Yes | Yes | – | – | Yes | Yes | Yes | – | – | – | –
CELLULAR / IP / VOICE
IPC10 | Yes | Yes | Yes | Yes | Yes | Yes | Yes | Yes | Yes | Yes | Yes | Yes | Yes | Yes | Yes | –
VIPC20 | Yes | Yes | Yes | Yes | Yes | Yes | Yes | Yes | Yes | Yes | Yes | Yes | Yes | Yes | Yes
PCS265V8 | Yes | Yes | Yes | Yes | Yes | Yes | Yes | Yes | Yes | Yes | Yes | Yes | Yes | Yes | Yes | –
PCS265V7 | Yes | Yes | Yes | Yes | Yes | Yes | Yes | Yes | Yes | Yes | Yes | Yes | Yes | Yes | Yes | –
IP180 | Yes | Yes | Yes | Yes | Yes | Yes | Yes | Yes | Yes | Yes | Yes | Yes | Yes | Yes | Yes | –
IP150+MQ (v6) | Yes | Yes | Yes | Yes | Yes | Yes | Yes | Yes | Yes | Yes | Yes | Yes | Yes | Yes | Yes | –
IP150+ | Yes | Yes | Yes | Yes | Yes | Yes | Yes | Yes | Yes | Yes | Yes | Yes | Yes | Yes | Yes | –
VDMP3 | Yes | Yes | Yes | Yes | Yes | Yes | Yes | Yes (8 zones onlny) | Yes | Yes | Yes | Yes | Yes | Yes | Yes | –
PCS265LTE | Yes | Yes | Yes | Yes | Yes | Yes | Yes | Yes | Yes | Yes | Yes | Yes | Yes | Yes | Yes | –
IP150M (v6) | Yes (Note 1) | Yes (Note 1) | Yes (Note 1) | Yes (Note 1) | Yes (Note 1) | Yes (Note 1) | Yes (Note 1) | Yes (Note 1) | Yes (Note 1) | Yes (Note 1) | Yes (Note 1) | Yes (Note 1) | Yes (Note 1) | Yes (Note 1) | Yes (Note 1) | –
IP150 | Yes | Yes | Yes | Yes | Yes | Yes | Yes | Yes | Yes | Yes | Yes | Yes | Yes | Yes | Yes | –
IPR512 | Yes | Yes | Yes | Yes | Yes | Yes | Yes | Yes | Yes | Yes | Yes | Yes | Yes | Yes | Yes | Yes
IPRS-7 | Yes | Yes | Yes | Yes | Yes | Yes | Yes | Yes | Yes | Yes | Yes | Yes | Yes | Yes | Yes | Yes
PCS250 / PCS250G | Yes | Yes | Yes | Yes | Yes | Yes | Yes | Yes | Yes | Yes | Yes | Yes | Yes | Yes | Yes | –
GPRS14 | – | – | – | – | – | – | – | – | – | – | – | – | – | – | – | Yes
ACCESS CONTROL
ACM12 | Yes | Yes | – | – | – | – | – | – | Yes | – | – | – | – | – | – | –
CARD READERS
R915 | Yes | Yes | – | – | – | – | – | – | Yes | – | – | – | – | – | – | –
R910 | Yes | Yes | – | – | – | – | – | – | Yes | – | – | – | – | – | – | –
PROXIMITY CARDS
C702 | Yes | Yes | – | – | – | – | – | – | Yes | – | – | – | – | – | – | –
C706 | Yes | Yes | – | – | – | – | – | – | Yes | – | – | – | – | – | – | –
C704 | Yes | Yes | – | – | – | – | – | – | Yes | – | – | – | – | – | – | –
C705 | Yes | Yes | – | – | – | – | – | – | Yes | – | – | – | – | – | – | –
REMOTE CONTROLS
REM101 | Yes | Yes | Yes | Yes | Yes | Yes | Yes | Yes | Yes | Yes | Yes | Yes | Yes | Yes | Yes | Yes
REM1 | Yes | Yes | Yes | Yes | Yes | Yes | Yes | Yes | Yes | Yes | Yes | Yes | Yes | Yes | Yes | Yes
REM15 | Yes | Yes | Yes | Yes | Yes | Yes | Yes | Yes | Yes | Yes | Yes | Yes | Yes | Yes | Yes | Yes
REM2 | Yes | Yes | – | Yes | Yes | Yes | Yes | Yes | Yes | Yes | Yes | Yes | Yes | Yes | Yes | Yes
REM25 | Yes | Yes | – | Yes | Yes | Yes | Yes | Yes | Yes | Yes | Yes | Yes | Yes | Yes | Yes | Yes
REM3 | Yes | Yes | – | Yes | Yes | Yes | Yes | Yes | Yes | Yes | Yes | Yes | Yes | Yes | Yes | Yes
RAC1 | Yes | Yes | Yes | Yes | Yes | Yes | Yes | Yes | Yes | Yes | Yes | Yes | Yes | Yes | Yes | Yes
VIDEO
DB7 Doorbell | Yes | Yes | Yes | Yes | Yes | Yes | Yes | Yes | Yes | Yes | Yes | Yes | Yes | Yes | Yes | –
HD88 | Yes | Yes | – | Yes | Yes | Yes | – | Yes | Yes | Yes | Yes | Yes | – | – | Yes | –
HD78 | Yes | Yes | – | Yes | Yes | Yes | – | Yes | Yes | Yes | Yes | Yes | – | – | Yes | –
MAGNETIC CONTACTS
ZC1 | Yes | Yes | – | – | – | – | – | – | Yes | – | – | – | – | – | – | –
DCT6 | Yes | Yes | Yes | Yes | Yes | Yes | Yes | Yes | Yes | Yes | Yes | Yes | Yes | Yes | Yes | Yes
DCT10 | Yes | Yes | Yes | Yes | Yes | Yes | Yes | Yes | Yes | Yes | Yes | Yes | Yes | Yes | Yes | Yes
DCT2 | Yes | Yes | Yes | Yes | Yes | Yes | Yes | Yes | Yes | Yes | Yes | Yes | Yes | Yes | Yes | Yes
DCTXP2 | Yes | Yes | Yes | Yes | Yes | Yes | Yes | Yes | Yes | Yes | Yes | Yes | Yes | Yes | Yes | Yes
WIRELESS SIRENS
SR230 | Yes | Yes | – | Yes | Yes | Yes | Yes | Yes | Yes | Yes | Yes | Yes | Yes | Yes | Yes | –
SR250 | Yes | Yes | – | Yes | Yes | Yes | Yes | Yes | Yes | Yes | Yes | Yes | Yes | Yes | Yes | –
SR130 | Yes | Yes | – | Yes | Yes | Yes | Yes | Yes | Yes | Yes | Yes | Yes | Yes | Yes | Yes | Yes
SR150 | Yes | Yes | – | Yes | Yes | Yes | Yes | Yes | Yes | Yes | Yes | Yes | Yes | Yes | Yes | Yes
SPECIAL MODULES
PRT3 | Yes | Yes | – | – | – | – | – | – | Yes | – | – | – | – | – | – | –
BUS2SER | Yes | Yes | – | – | – | – | – | – | Yes | – | – | – | – | – | – | –
HUB2 | Yes | Yes | Yes | Yes | Yes | Yes | Yes | Yes | Yes | Yes | Yes | Yes | Yes | Yes | Yes | –
PGM82 | Yes | Yes | – | Yes | Yes | Yes | – | Yes | Yes | Yes | Yes | Yes | Yes | Yes | Yes | –
PGM4 | Yes | Yes | Yes | Yes | Yes | Yes | Yes | Yes | Yes | Yes | Yes | Yes | Yes | Yes | Yes | –
2WPGM | Yes | Yes | – | Yes | Yes | Yes | Yes | Yes | Yes | Yes | Yes | Yes | Yes | Yes | Yes | Yes
RPT1+ | – | – | – | Yes | Yes | Yes | Yes | Yes | – | Yes | Yes | Yes | Yes | Yes | Yes | Yes
RPT1 | – | – | – | Yes | Yes | Yes | Yes | Yes | – | Yes | Yes | Yes | Yes | Yes | Yes | Yes
SOFTWARE
BLUEEYE APP | Yes | Yes | Yes | Yes | Yes | Yes | Yes | Yes | Yes | Yes | Yes | Yes | Yes | Yes | Yes | –
INSITE GOLD APP | Yes (Note 2) | Yes (Note 2) | Yes (Note 2) | Yes (Note 2) | Yes (Note 2) | Yes (Note 2) | Yes (Note 2) | Yes (Note 2) | Yes (Note 2) | Yes (Note 2) | Yes (Note 2) | Yes (Note 2) | Yes (Note 2) | Yes (Note 2) | Yes (Note 2) | –
NEWARE | Yes | Yes | – | – | – | – | – | – | Yes | – | – | – | – | – | – | –
BABYWARE | Yes | Yes | Yes | Yes | Yes | Yes | Yes | Yes | Yes | Yes | Yes | Yes | Yes | Yes | Yes | Yes
IP EXPLORING TOOLS | Yes | Yes | Yes | Yes | Yes | Yes | Yes | Yes | Yes | Yes | Yes | Yes | Yes | Yes | Yes | –
INFIELD | Yes | Yes | Yes | Yes | Yes | Yes | Yes | Yes | Yes | Yes | Yes | Yes | Yes | Yes | Yes | Yes
ACCESSORIES
PS25 | Yes | Yes | – | Yes | Yes | Yes | – | Yes | Yes | Yes | Yes | Yes | Yes | Yes | Yes | –
PS45 | Yes | Yes | – | Yes | Yes | Yes | – | Yes | Yes | Yes | Yes | Yes | Yes | Yes | Yes | –
PS817 | Yes | Yes | Yes | Yes | Yes | Yes | Yes | Yes | Yes | Yes | Yes | Yes | Yes | Yes | Yes | –
307USB | Yes | Yes | Yes | Yes | Yes | Yes | Yes | Yes | Yes | Yes | Yes | Yes | Yes | Yes | Yes | Yes
PMC5 | – | Yes (below v6.80) | Yes | – | – | – | Yes | – | Yes (below v6.80) | Yes (below v6.80) | Yes (below v6.80) | Yes (below v6.80) | Yes (below v6.80) | Yes (below v4.84) | – | –
DETECTORS
DM50 | Yes | Yes | – | – | – | – | – | – | Yes | – | – | – | – | – | – | –
DM60 | Yes | Yes | – | – | – | – | – | – | Yes | – | – | – | – | – | – | –
DM70 | Yes | Yes | – | – | – | – | – | – | Yes | – | – | – | – | – | – | –
NVX80 | Yes | Yes | Yes | Yes | Yes | Yes | Yes | Yes | Yes | Yes | Yes | Yes | Yes | Yes | Yes | –
PMD2P | Yes | Yes | Yes | Yes | Yes | Yes | Yes | Yes | Yes | Yes | Yes | Yes | Yes | Yes | Yes | Yes
PMD75N | Yes | Yes | Yes | Yes | Yes | Yes | Yes | Yes | Yes | Yes | Yes | Yes | Yes | Yes | Yes | Yes
PMD75 | Yes | Yes | Yes | Yes | Yes | Yes | Yes | Yes | Yes | Yes | Yes | Yes | Yes | Yes | Yes | Yes
PMD85 | Yes | Yes | Yes | Yes | Yes | Yes | Yes | Yes | Yes | Yes | Yes | Yes | Yes | Yes | Yes | Yes
NV5 | Yes | Yes | Yes | Yes | Yes | Yes | Yes | Yes | Yes | Yes | Yes | Yes | Yes | Yes | Yes | –
DG55+ | Yes | Yes | Yes | Yes | Yes | Yes | Yes | Yes | Yes | Yes | Yes | Yes | Yes | Yes | Yes | –
DG65+ | Yes | Yes | Yes | Yes | Yes | Yes | Yes | Yes | Yes | Yes | Yes | Yes | Yes | Yes | Yes | –
DG75+ | Yes | Yes | Yes | Yes | Yes | Yes | Yes | Yes | Yes | Yes | Yes | Yes | Yes | Yes | Yes | –
DG85 | Yes | Yes | Yes | Yes | Yes | Yes | Yes | Yes | Yes | Yes | Yes | Yes | Yes | Yes | Yes | –
525DM | Yes | Yes | Yes | Yes | Yes | Yes | Yes | Yes | Yes | Yes | Yes | Yes | Yes | Yes | Yes | –
DG467 | Yes | Yes | Yes | Yes | Yes | Yes | Yes | Yes | Yes | Yes | Yes | Yes | Yes | Yes | Yes | –
476 | Yes | Yes | Yes | Yes | Yes | Yes | Yes | Yes | Yes | Yes | Yes | Yes | Yes | Yes | Yes | –
476PET | Yes | Yes | Yes | Yes | Yes | Yes | Yes | Yes | Yes | Yes | Yes | Yes | Yes | Yes | Yes | –
460 | Yes | Yes | Yes | Yes | Yes | Yes | Yes | Yes | Yes | Yes | Yes | Yes | Yes | Yes | Yes | –
DG457 | Yes | Yes | Yes | Yes | Yes | Yes | Yes | Yes | Yes | Yes | Yes | Yes | Yes | Yes | Yes | –
G550 | Yes | Yes | Yes | Yes | Yes | Yes | Yes | Yes | Yes | Yes | Yes | Yes | Yes | Yes | Yes | Yes
GS250 | Yes | Yes | Yes | Yes | Yes | Yes | Yes | Yes | Yes | Yes | Yes | Yes | Yes | Yes | Yes | Yes
WD1 | Yes | Yes | Yes | Yes | Yes | Yes | Yes | Yes | Yes | Yes | Yes | Yes | Yes | Yes | Yes | –
SD360 | Yes | Yes | Yes | Yes | Yes | Yes | Yes | Yes | Yes | Yes | Yes | Yes | Yes | Yes | Yes | Yes
950 | Yes | Yes | Yes | Yes | Yes | Yes | Yes | Yes | Yes | Yes | Yes | Yes | Yes | Yes | Yes | –
NV780MX | Yes | Yes | Yes | Yes | Yes | Yes | Yes | Yes | Yes | Yes | Yes | Yes | Yes | Yes | Yes | –
NV35MX | Yes | Yes | – | – | – | – | – | – | Yes | – | – | – | – | – | – | –
NV37MX | Yes | Yes | – | – | – | – | – | – | Yes | – | – | – | – | – | – | –
NV37MR | Yes | Yes | Yes | Yes | Yes | Yes | Yes | Yes | Yes | Yes | Yes | Yes | Yes | Yes | Yes | Yes
NV35MR | Yes | Yes | Yes | Yes | Yes | Yes | Yes | Yes | Yes | Yes | Yes | Yes | Yes | Yes | Yes | Yes
NV37M | Yes | Yes | Yes | Yes | Yes | Yes | Yes | Yes | Yes | Yes | Yes | Yes | Yes | Yes | Yes | –
NV35M | Yes | Yes | Yes | Yes | Yes | Yes | Yes | Yes | Yes | Yes | Yes | Yes | Yes | Yes | Yes | –
NV75M | Yes | Yes | Yes | Yes | Yes | Yes | Yes | Yes | Yes | Yes | Yes | Yes | Yes | Yes | Yes | –
NV75MX | Yes | Yes | – | – | – | – | – | – | Yes | – | – | – | – | – | – | –
NV75MR | Yes | Yes | Yes | Yes | Yes | Yes | Yes | Yes | Yes | Yes | Yes | Yes | Yes | Yes | Yes | Yes
NV75MW | Yes | Yes | Yes | Yes | Yes | Yes | Yes | Yes | Yes | Yes | Yes | Yes | Yes | Yes | Yes | –
NV780MR | Yes | Yes | Yes | Yes | Yes | Yes | Yes | Yes | Yes | Yes | Yes | Yes | Yes | Yes | Yes | Yes
NOTE 1 Firmware V6.xx available as an upgrade of IP150 from TURN to MQTT (IPC10/VIPC20 reporting only, BlueEye connectivity only, downgrading is NOT available, must have paid Swan site for remote connection of Babyware/Infield/NEware).
NOTE 2 Available to download from the app stores, used to connect to sites with HD78/HD88 cameras, no new updates except critical bug fixes. MQTT modules not supported.
NOTE 3 One-way transmitters only
QUICK CHART

## EVOHD+¦EVO192¦EVOHD
|  | Discontinued Product/Version | Discontinued Product/Version | Discontinued Product/Version
|  | Should be compatible (Not testing discontinued products with new products/versions) | Should be compatible (Not testing discontinued products with new products/versions) | Should be compatible (Not testing discontinued products with new products/versions)
| EVOHD+ |  |  |  | EVO192 | [14 empty] | EVOHD
| V1.09 | V1.08 | V1.07 | V1.03-1.06 | V7.80 | V7.70 | V7.11 - V7.52 | V7.01 - V7.10 | V6.86 - V6.90 | V4.50 - V4.63 | V3.20 | V2.90 - V3.00 | V2.60 - V2.71 | V2.16 - V2.50 | V2.02 - V2.15 | V1.50 | V1.4X | V1.12 - V1.2X | V1.XX | V7.70 | V7.20 - V7.52 | V7.10 - V7.11 | V6.86 - V6.91 | V4.50 | V1.20 | V1.11
KEYPADS
TM70 | Yes | Yes | Yes | Yes | Yes | Yes | Yes | Yes | Yes | Yes | Yes | Yes | Yes | Yes | – | – | – | – | – | Yes | Yes | Yes | Yes | Yes | Yes | Yes
TM50 | Yes | Yes | Yes | Yes | Yes | Yes | Yes | Yes | Yes | Yes | Yes | Yes | Yes | Yes | – | – | – | – | – | Yes | Yes | Yes | Yes | Yes | Yes | Yes
K641+ | Yes | Yes | Yes | Yes | Yes | Yes | Yes | Yes | Yes | Yes | Yes | Yes | Yes | Yes | – | – | – | – | – | Yes | Yes | Yes | Yes | Yes | Yes | Yes
K641R | Yes | Yes | Yes | Yes | Yes | Yes | Yes | Yes | Yes | Yes | Yes | Yes | Yes | Yes | Yes | Yes | Yes | Yes | Yes | Yes | Yes | Yes | Yes | Yes | Yes | Yes
K656 | Yes | Yes | Yes | Yes | Yes | Yes | Yes | Yes | Yes | Yes | Yes | Yes | Yes | Yes | Yes | Yes | Yes | Yes | Yes | Yes | Yes | Yes | Yes | Yes | Yes | Yes
K641LX | Yes | Yes | Yes | Yes | Yes | Yes | Yes | Yes | Yes | Yes | Yes | Yes | Yes | Yes | – | – | – | – | – | Yes | Yes | Yes | Yes | Yes | Yes | Yes
K641 | Yes | Yes | Yes | Yes | Yes | Yes | Yes | Yes | Yes | Yes | Yes | Yes | Yes | Yes | Yes | Yes | Yes | Yes | Yes | Yes | Yes | Yes | Yes | Yes | Yes | Yes
TM40 | Yes | Yes | Yes | Yes | Yes | Yes | Yes | Yes | Yes | Yes | Yes | Yes | Yes | Yes | – | – | – | – | – | Yes | Yes | Yes | Yes | Yes | Yes | Yes
TM4 | Yes | Yes | Yes | Yes | Yes | Yes | Yes | Yes | Yes | Yes | Yes | Yes | Yes | Yes | – | – | – | – | – | Yes | Yes | Yes | Yes | Yes | Yes | Yes
ANC1B | Will only display status up to 96 zones |  |  |  | Will only display status up to 96 zones | [14 empty] | Will only display status up to 96 zones
K648
GRAFICA (K07) Below V2.20
GRAFICA (K07) V2.20 and up | Yes | Yes | Yes | Yes | Yes | Yes | Yes | Yes | Yes | Yes | Yes | Yes | Yes | Yes | Yes | Yes | Yes | Yes | Yes | Yes | Yes | Yes | Yes | Yes | Yes | Yes
COLOR GRAFICA (K07C) | Yes | Yes | Yes | Yes | Yes | Yes | Yes | Yes | Yes | Yes | Yes | Yes | Yes | Yes | Yes | Yes | Yes | Yes | Yes | Yes | Yes | Yes | Yes | Yes | Yes | Yes
DGP2-640 | Will only display status up to 96 zones |  |  |  | Will only display status up to 96 zones | [14 empty] | Will only display status up to 96 zones
DGP2-641BL/RB
DGP-610 | – | – | – | – | – | – | – | – | – | – | – | – | – | – | – | – | – | – | – | – | – | – | – | – | – | –
DGP-620 | – | – | – | – | – | – | – | – | – | – | – | – | – | – | – | – | – | – | – | – | – | – | – | – | – | –
DGP-641 | – | – | – | – | – | – | – | – | – | – | – | – | – | – | – | – | – | – | – | – | – | – | – | – | – | –
DGP-641ACC | – | – | – | – | – | – | – | – | – | – | – | – | – | – | – | – | – | – | – | – | – | – | – | – | – | –
DGP-648 | – | – | – | – | – | – | – | – | – | – | – | – | – | – | – | – | – | – | – | – | – | – | – | – | – | –
DGP2-641 | Will only display status up to 96 zones | [6 empty] | Will only display status up to 96 zones | [11 empty] | Will only display status up to 96 zones
DGP2-641ACC
DGP2-648
DGP2-ANC1
CAMERAS
DB7 Doorbell | Yes | Yes | Yes | Yes | Yes | Yes | Yes | Yes | Yes | Yes | Yes | Yes | Yes | Yes | Yes | Yes | Yes | Yes | Yes | Yes | Yes | Yes | Yes | Yes | Yes | Yes
HD88 | Yes | Yes | Yes | Yes | Yes | Yes | Yes | Yes | Yes | Yes | – | – | – | – | – | – | – | – | – | Yes | Yes | Yes | Yes | Yes | – | –
HD78 | Yes | Yes | Yes | Yes | Yes | Yes | Yes | Yes | Yes | Yes | – | – | – | – | – | – | – | – | – | Yes | Yes | Yes | Yes | Yes | – | –
HD77 | Yes | Yes | Yes | Yes | – | – | – | – | – | – | – | – | – | – | – | – | – | – | – | Yes | Yes | Yes | Yes | Yes | Yes | Yes
DETECTORS
WD1 | Note 6 |  |  |  | Note 6 | [14 empty] | Note 6
NVX80 | Yes | Yes | Yes | Yes | Yes | Yes | Yes | Yes | Yes | Yes | Yes | Yes | – | – | – | – | – | – | – | Yes | Yes | Yes | Yes | Yes | Yes | Yes
NV780MX | Yes | Yes | Yes | Yes | Yes | Yes | Yes | Yes | Yes | Yes | Yes | Yes | Yes | Yes | Yes | Yes | Yes | Yes | Yes | Yes | Yes | Yes | Yes | Yes | Yes | Yes
DG85 | Yes | Yes | Yes | Yes | Yes | Yes | Yes | Yes | Yes | Yes | Yes | Yes | Yes | Yes | Yes | Yes | Yes | Yes | Yes | Yes | Yes | Yes | Yes | Yes | Yes | Yes
DM50 | Yes | Yes | Yes | Yes | Yes | Yes | Yes | Yes | Yes | Yes | Yes | Yes | Yes | Yes | Yes | Yes | Yes | Yes | Yes | Yes | Yes | Yes | Yes | Yes | Yes | Yes
DM60 | Yes | Yes | Yes | Yes | Yes | Yes | Yes | Yes | Yes | Yes | Yes | Yes | Yes | Yes | Yes | Yes | Yes | Yes | Yes | Yes | Yes | Yes | Yes | Yes | Yes | Yes
DM70 | Yes | Yes | Yes | Yes | Yes | Yes | Yes | Yes | Yes | Yes | Yes | Yes | Yes | Yes | Yes | Yes | Yes | Yes | Yes | Yes | Yes | Yes | Yes | Yes | Yes | Yes
DG457 | Yes | Yes | Yes | Yes | Yes | Yes | Yes | Yes | Yes | Yes | Yes | Yes | Yes | Yes | Yes | Yes | Yes | Yes | Yes | Yes | Yes | Yes | Yes | Yes | Yes | Yes
DG467 | Yes | Yes | Yes | Yes | Yes | Yes | Yes | Yes | Yes | Yes | Yes | Yes | Yes | Yes | Yes | Yes | Yes | Yes | Yes | Yes | Yes | Yes | Yes | Yes | Yes | Yes
NV37MX | Yes | Yes | Yes | Yes | Yes | Yes | Yes | Yes | Yes | Yes | Yes | Yes | Note 3 | Note 3 | Note 3 | Note 3 | Note 3 | Note 3 | Note 3 | Yes | Yes | Yes | Yes | Yes | Yes | Yes
NV35MX | Yes | Yes | Yes | Yes | Yes | Yes | Yes | Yes | Yes | Yes | Yes | Yes | Note 3 | Note 3 | Note 3 | Note 3 | Note 3 | Note 3 | Note 3 | Yes | Yes | Yes | Yes | Yes | Yes | Yes
NV75MX | Yes | Yes | Yes | Yes | Yes | Yes | Yes | Yes | Yes | Yes | Yes | Yes | – | – | – | – | – | – | – | Yes | Yes | Yes | Yes | Yes | Yes | Yes
NV75MW | Yes | Yes | Yes | Yes | Yes | Yes | Yes | Yes | Yes | Yes | Yes | Yes | – | – | – | – | – | – | – | Yes | Yes | Yes | Yes | Yes | Yes | Yes
NV780 | Yes | Yes | Yes | Yes | Yes | Yes | Yes | Yes | Yes | Yes | Yes | Yes | Yes | Yes | Yes | Yes | Yes | Yes | Yes | Yes | Yes | Yes | Yes | Yes | Yes | Yes
DGI85 | Yes | Yes | Yes | Yes | Yes | Yes | Yes | Yes | Yes | Yes | Yes | Yes | Yes | Yes | Yes | Yes | Yes | Yes | Yes | Yes | Yes | Yes | Yes | Yes | Yes | Yes
DMI50 | Yes | Yes | Yes | Yes | Yes | Yes | Yes | Yes | Yes | Yes | Yes | Yes | Yes | Yes | Yes | Yes | Yes | Yes | Yes | Yes | Yes | Yes | Yes | Yes | Yes | Yes
DMI60 | Yes | Yes | Yes | Yes | Yes | Yes | Yes | Yes | Yes | Yes | Yes | Yes | Yes | Yes | Yes | Yes | Yes | Yes | Yes | Yes | Yes | Yes | Yes | Yes | Yes | Yes
DMI70 | Yes | Yes | Yes | Yes | Yes | Yes | Yes | Yes | Yes | Yes | Yes | Yes | Yes | Yes | Yes | Yes | Yes | Yes | Yes | Yes | Yes | Yes | Yes | Yes | Yes | Yes
DGI457 | Yes | Yes | Yes | Yes | Yes | Yes | Yes | Yes | Yes | Yes | Yes | Yes | Yes | Yes | Yes | Yes | Yes | Yes | Yes | Yes | Yes | Yes | Yes | Yes | Yes | Yes
DGI467 | Yes | Yes | Yes | Yes | Yes | Yes | Yes | Yes | Yes | Yes | Yes | Yes | Yes | Yes | Yes | Yes | Yes | Yes | Yes | Yes | Yes | Yes | Yes | Yes | Yes | Yes
DGP-25 | – | – | – | – | – | – | – | – | – | – | – | – | – | – | – | – | – | – | – | – | – | – | – | – | – | –
DGP-60 | – | – | – | – | – | – | – | – | – | – | – | – | – | – | – | – | – | – | – | – | – | – | – | – | – | –
DGP-70 | – | – | – | – | – | – | – | – | – | – | – | – | – | – | – | – | – | – | – | – | – | – | – | – | – | –
PROGRAMMABLE OUTPUTS
PGM4 | Yes | Yes | Yes | Yes | Yes | Yes | Yes | Yes | Yes | Yes | Yes | Yes | Yes | Yes | Yes | Yes | Yes | Yes | Yes | Yes | Yes | Yes | Yes | Yes | Yes | Yes
PGM82 | Yes | Yes | Yes | Yes | Yes | Yes | Yes | Yes | Yes | – | – | – | – | – | – | – | – | – | – | Yes | Yes | Yes | Yes | – | – | –
2WPGM | Yes | Yes | Yes | Yes | Yes | Yes | Yes | Yes | Yes | Yes | Yes | Yes | Yes | Yes | Yes | Yes | Yes | Yes | Yes | Yes | Yes | Yes | Yes | Yes | Yes | Yes
APR-PGM4 | – | – | – | – | – | – | – | – | – | – | – | – | – | – | – | – | – | – | – | – | – | – | – | – | – | –
APR3-PGM1 | Yes | Yes | Yes | Yes | Yes | Yes | Yes | Yes | Yes | Yes | Yes | Yes | Yes | Yes | Yes | Yes | Yes | Yes | Yes | Yes | Yes | Yes | Yes | Yes | Yes | Yes
DGP-PGM1 | – | – | – | – | – | – | – | – | – | – | – | – | – | – | – | – | – | – | – | – | – | – | – | – | – | –
DPG2-PGM1 | Yes | Yes | Yes | Yes | Yes | Yes | Yes | Yes | Yes | Yes | Yes | Yes | Yes | Yes | Yes | Yes | Yes | Yes | Yes | Yes | Yes | Yes | Yes | Yes | Yes | Yes
ZONE EXPANSION
ZX1 | Yes | Yes | Yes | Yes | Yes | Yes | Yes | Yes | Yes | Yes | Yes | Yes | Yes | Yes | Yes | Yes | Yes | Yes | Yes | Yes | Yes | Yes | Yes | Yes | Yes | Yes
ZX8 | EVO's bus must be set to normal speed |  |  |  | EVO's bus must be set to normal speed for module to be seen | [14 empty] | EVO's bus must be set to normal speed
ZX82 | Yes | Yes | Yes | Yes | Yes | Yes | Yes | Yes | Yes | – | – | – | – | – | – | – | – | – | – | Yes | Yes | Yes | Yes | – | – | –
RTX3 | Compatible with RTX3 V1.12 and above |  |  |  | Compatible with RTX3 V1.12 and above | [14 empty] | Compatible with RTX3 V1.12 and above
ZC1 | Yes | Yes | Yes | Yes | Yes | Yes | Yes | Yes | Yes | Yes | Yes | Yes | Yes | Yes | Yes | Yes | Yes | Yes | Yes | Yes | Yes | Yes | Yes | Yes | Yes | Yes
ZX4 (APR3-ZX4) | Yes | Yes | Yes | Yes | Yes | Yes | Yes | Yes | Yes | Yes | Yes | Yes | Yes | Yes | Yes | Yes | Yes | Yes | Yes | Yes | Yes | Yes | Yes | Yes | Yes | Yes
ZX8D | Yes | Yes | Yes | Yes | Yes | Yes | Yes | Yes | Yes | Yes | Yes | Yes | Yes | Yes | Yes | Yes | Yes | Yes | Yes | Yes | Yes | Yes | Yes | Yes | Yes | Yes
ZX16D | Yes | Yes | Yes | Yes | Yes | Yes | Yes | Yes | Yes | Yes | Yes | Yes | Yes | Yes | Yes | Yes | Yes | Yes | Yes | Yes | Yes | Yes | Yes | Yes | Yes | Yes
ZX32D | Yes | Yes | Yes | Yes | Yes | Yes | Yes | Yes | Yes | Yes | Yes | Yes | Yes | Yes | Yes | Yes | Yes | Yes | Yes | Yes | Yes | Yes | Yes | Yes | Yes | Yes
RX1 | – | – | – | – | – | – | – | – | – | – | – | – | – | – | – | – | – | – | – | – | – | – | – | – | – | –
APR-ZX8 (Version with no ABC jumpers) | – | – | – | – | – | – | – | – | – | – | – | – | – | – | – | – | – | – | – | – | – | – | – | – | – | –
APR3-ZX8 | Yes | Yes | Yes | Yes | Yes | Yes | Yes | Yes | Yes | Yes | Yes | Yes | Yes | Yes | Yes | Yes | Yes | Yes | Yes | Yes | Yes | Yes | Yes | Yes | Yes | Yes
DGP-319 | – | – | – | – | – | – | – | – | – | – | – | – | – | – | – | – | – | – | – | – | – | – | – | – | – | –
DGP-ZC1 | – | – | – | – | – | – | – | – | – | – | – | – | – | – | – | – | – | – | – | – | – | – | – | – | – | –
DGP-ZX1 | – | – | – | – | – | – | – | – | – | – | – | – | – | – | – | – | – | – | – | – | – | – | – | – | – | –
DGP-ZX4 | – | – | – | – | – | – | – | – | – | – | – | – | – | – | – | – | – | – | – | – | – | – | – | – | – | –
DGP-ZX8 | – | – | – | – | – | – | – | – | – | – | – | – | – | – | – | – | – | – | – | – | – | – | – | – | – | –
DGP2-ZX4 | – | – | – | – | – | – | – | – | – | – | – | – | – | – | – | – | – | – | – | – | – | – | – | – | – | –
MG-RCV3 | – | – | – | – | Not Compatible with EVO192 V1.10 and V1.11 | [14 empty] | – | – | – | – | – | – | –
OMN-RCV3 | Yes | Yes | Yes | Yes | Yes | Yes | Yes | Yes | Yes | Yes | Yes | Yes | Yes | Yes | Yes | Yes | Yes | Yes | Yes | Yes | Yes | Yes | Yes | Yes | Yes | Yes
ACCESS CONTROL
ACM12 | Yes | Yes | Yes | Yes | Yes | Yes | Yes | Yes | Yes | Yes | Yes | Yes | Yes | Yes | Yes | Yes | Yes | Yes | Yes | Yes | Yes | Yes | Yes | Yes | Yes | Yes
DGP-ACM11 | Yes | Yes | Yes | Yes | Yes | Yes | Yes | Yes | Yes | Yes | Yes | Yes | Yes | Yes | Yes | Yes | Yes | Yes | Yes | Yes | Yes | Yes | Yes | Yes | Yes | Yes
DGP2-ACM1P | Yes | Yes | Yes | Yes | Yes | Yes | Yes | Yes | Yes | Yes | Yes | Yes | Yes | Yes | Yes | Yes | Yes | Yes | Yes | Yes | Yes | Yes | Yes | Yes | Yes | Yes
DGP2-ACM1 | Yes | Yes | Yes | Yes | Yes | Yes | Yes | Yes | Yes | Yes | Yes | Yes | Yes | Yes | Yes | Yes | Yes | Yes | Yes | Yes | Yes | Yes | Yes | Yes | Yes | Yes
DGP-ACM1 | – | – | – | – | – | – | – | – | – | – | – | – | – | – | – | – | – | – | – | – | – | – | – | – | – | –
PERIPHERAL
SR230 | Note 2 | Note 2 | Note 2 | Note 2 | Note 2 | [6 empty] | – | – | – | – | – | – | – | – | Note 2 | [5 empty] | –
SR250 | Note 2 | Note 2 | Note 2 | Note 2 | Note 2 | [6 empty] | – | – | – | – | – | – | – | – | Note 2 | [5 empty] | –
HUB2 | Yes | Yes | Yes | Yes | Yes | Yes | Yes | Yes | Yes | Yes | Yes | Yes | Yes | Yes | Yes | Yes | Yes | Yes | Yes | Yes | Yes | Yes | Yes | Yes | Yes | Yes
PRT3 V1.20 | Yes | Yes | Yes | Yes | Yes | Yes | Yes | Yes | Yes | Yes | Yes | Yes | Yes | Yes | Yes | Yes | Yes | Yes | Yes | Yes | Yes | Yes | Yes | Yes | Yes | Yes
BUS2SER | Yes | Yes | Yes | Yes | Yes | Yes | Yes | Yes | Yes | Yes | Yes | Yes | Yes | Yes | Yes | Yes | Yes | Yes | Yes | Yes | Yes | Yes | Yes | Yes | Yes | Yes
PS25 | Yes | Yes | Yes | Yes | Yes | Yes | Yes | Yes | Yes | Yes | – | – | – | – | – | – | – | – | – | Yes | Yes | Yes | Yes | – | – | –
PS45 | Yes | Yes | Yes | Yes | Yes | Yes | Yes | Yes | Yes | Yes | – | – | – | – | – | – | – | – | – | Yes | Yes | Yes | Yes | – | – | –
SR130 | Note 2 | Note 2 | Note 2 | Note 2 | Note 2 | [6 empty] | – | – | – | – | – | – | – | – | Note 2 | [5 empty] | –
SR150 | Note 2 | Note 2 | Note 2 | Note 2 | Note 2 | [6 empty] | – | – | – | – | – | – | – | – | Note 2 | [5 empty] | –
SR120 | – | – | – | – | – | – | – | – | – | – | – | – | – | – | – | – | – | – | – | – | – | – | – | – | – | –
ADM2 | Yes | Yes | Yes | Yes | Yes | Yes | Yes | Yes | Yes | Yes | Yes | Yes | Yes | Yes | Yes | Yes | Yes | Yes | Yes | Yes | Yes | Yes | Yes | Yes | Yes | Yes
HUB4D | Yes | Yes | Yes | Yes | Yes | Yes | Yes | Yes | Yes | Yes | Yes | Yes | Yes | Yes | Yes | Yes | Yes | Yes | Yes | Yes | Yes | Yes | Yes | Yes | Yes | Yes
PRT3 V1.00 | Module does not support zones 97 to 192 |  |  |  | Module does not support zones 97 to 192 | [14 empty] | Module does not support zones 97 to 192
PS17 | Yes | Yes | Yes | Yes | Yes | Yes | Yes | Yes | Yes | Yes | Yes | Yes | Yes | Yes | Yes | Yes | Yes | Yes | Yes | Yes | Yes | Yes | Yes | Yes | Yes | Yes
LSN4 | Yes | Yes | Yes | Yes | Yes | Yes | Yes | Yes | Yes | Yes | Yes | Yes | Yes | Yes | Yes | Yes | Yes | Yes | Yes | Yes | Yes | Yes | Yes | Yes | Yes | Yes
APR-ADM2 | – | – | – | – | – | – | – | – | – | – | – | – | – | – | – | – | – | – | – | – | – | – | – | – | – | –
APR3-PRT1 | Yes | Yes | Yes | Yes | Yes | Yes | Yes | Yes | Yes | Yes | Yes | Yes | Yes | Yes | Yes | Yes | Yes | Yes | Yes | Yes | Yes | Yes | Yes | Yes | Yes | Yes
APR-PRT1 | – | – | – | – | – | – | – | – | – | – | – | – | – | – | – | – | – | – | – | – | – | – | – | – | – | –
DGP-TM1 | – | – | – | – | – | – | – | – | – | – | – | – | – | – | – | – | – | – | – | – | – | – | – | – | – | –
DGP2-TM1 | – | – | – | – | – | – | – | – | – | – | – | – | – | – | – | – | – | – | – | – | – | – | – | – | – | –
PMC5 | – | – | – | – | – | – | – | – | – | Yes | Yes | Yes | Yes | Yes | Yes | Yes | Yes | Yes | Yes | – | – | – | – | – | – | –
PMC-4 | – | – | – | – | – | – | – | – | – | Yes | Yes | Yes | Yes | Yes | Yes | Yes | Yes | Yes | Yes | – | – | – | – | – | – | –
PMC-3 | – | – | – | – | – | – | – | – | – | – | – | – | – | – | – | – | – | – | – | – | – | – | – | – | – | –
PMC-1 | – | – | – | – | – | – | – | – | – | – | – | – | – | – | – | – | – | – | – | – | – | – | – | – | – | –
REPORTING AND COMMUNICATION
IP180 | Yes | Yes | Yes | Yes | K641/R keypad must be V1.50 and up | [10 empty] | – | – | – | – | K641/R keypad must be V1.50 and up
IP150+MQ (v6) | Yes | Yes | Yes | Yes | K641/R keypad must be V1.50 and up | [10 empty] | – | – | – | – | K641/R keypad must be V1.50 and up
IP150M (v6) | Yes (Note 9) | Yes (Note 9) | Yes (Note 9) | Yes (Note 9) | Yes (Note 9) | Yes (Note 9) | Yes (Note 9) | Yes (Note 9) | Yes (Note 9) | Yes (Note 9) | Yes (Note 9) | Yes (Note 9) | Yes (Note 9) | Yes (Note 9) | Yes (Note 9) | – | – | – | – | Yes (Note 9) | Yes (Note 9) | Yes (Note 9) | Yes (Note 9) | Yes (Note 9) | Yes (Note 9) | Yes (Note 9)
IP150+ | Yes | Yes | Yes | Yes | K641/R keypad must be V1.50 and up | [10 empty] | – | – | – | – | K641/R keypad must be V1.50 and up
PCS265V8 | Note 8 | Note 8 | Note 8 | Note 8 | Note 8 | Note 8 | Note 8 | Note 8 | Note 8 | Note 8 | Note 8 | Note 8 | Note 8 | Note 8 | Note 8 | – | – | – | – | Yes | Yes | Yes | Yes | Yes | Yes | Yes
PCS265V7 | Note 8 | Note 8 | Note 8 | Note 8 | Note 8 | Note 8 | Note 8 | Note 8 | Note 8 | Note 8 | Note 8 | Note 8 | Note 8 | Note 8 | Note 8 | – | – | – | – | Yes | Yes | Yes | Yes | Yes | Yes | Yes
PCS265LTE | Yes | Yes | Yes | Yes | Yes | Yes | Yes | Yes | Yes | Yes | Yes | Yes | Yes | Yes | Yes | – | – | – | – | Yes | Yes | Yes | Yes | Yes | Yes | Yes
VDMP3 | Note 7 | Note 7 | Note 7 | Note 7 | Yes | Yes | Yes | Yes | Yes | Yes | Yes | Yes | Yes | Yes | Yes | Yes | Yes | Yes | Yes | Yes | Yes | Yes | Yes | Yes | Yes | Yes
307USB | Yes | Yes | Yes | Yes | Yes | Yes | Yes | Yes | Yes | Yes | Yes | Yes | Yes | Yes | Yes | Yes | Yes | Yes | Yes | Yes | Yes | Yes | Yes | Yes | Yes | Yes
CV4USB | Yes | Yes | Yes | Yes | Yes | Yes | Yes | Yes | Yes | Yes | Yes | Yes | Yes | Yes | Yes | Yes | Yes | Yes | Yes | Yes | Yes | Yes | Yes | Yes | Yes | Yes
IP150 | K641/R keypad must be V1.50 and up |  |  |  | K641/R keypad must be V1.50 and up | [10 empty] | – | – | – | – | K641/R keypad must be V1.50 and up
PCS260/265 | Yes | Yes | Yes | Yes | Yes | Yes | Yes | Yes | Yes | Yes | Yes | Yes | Yes | Yes | Yes | – | – | – | – | Yes | Yes | Yes | Yes | Yes | Yes | Yes
PCS250/G | Yes | Yes | Yes | Yes | Yes | Yes | Yes | Yes | Yes | Yes | Yes | Yes | Yes | Yes | Yes | – | – | – | – | Yes | Yes | Yes | Yes | Yes | Yes | Yes
PCS300 | Yes | Yes | Yes | Yes | Yes | Yes | Yes | Yes | Yes | Yes | Yes | Yes | Yes | Yes | Yes | Yes | Yes | Yes | Yes | Yes | Yes | Yes | Yes | Yes | Yes | Yes
PCS200 V2.01 GSM / GPRS | Note 1 |  |  |  | K641/R keypad must be V1.50 and up | [10 empty] | – | – | – | – | Note 1
PCS200 V1.00 GSM Edition | Note 1 | [14 empty] | – | – | – | – | Note 1
IP100 V1.50 (IP Reporting) | K641/R keypad must be V1.50 and up | [14 empty] | – | – | – | – | K641/R keypad must be V1.50 and up
IP100 V1.00 | Yes | Yes | Yes | Yes | Yes | Yes | Yes | Yes | Yes | Yes | Yes | Yes | Yes | Yes | Yes | Yes | Yes | Yes | Yes | Yes | Yes | Yes | Yes | Yes | Yes | Yes
DVAC | Yes | Yes | Yes | Yes | Yes | Yes | Yes | Yes | Yes | Yes | Yes | Yes | Yes | Yes | Yes | Yes | Yes | Yes | Yes | Yes | Yes | Yes | Yes | Yes | Yes | Yes
PCS100 V1.07 GSM Edition | Note 1 |  |  |  | Note 1 | [10 empty] | – | – | – | – | Note 1
PCS100 V1.60 GPRS Edition |  |  |  |  | K641/R keypad must be V1.40 and up | [12 empty] | – | –
CONV4USB | Yes | Yes | Yes | Yes | Yes | Yes | Yes | Yes | Yes | Yes | Yes | Yes | Yes | Yes | Yes | Yes | Yes | Yes | Yes | Yes | Yes | Yes | Yes | Yes | Yes | Yes
306USB | Yes | Yes | Yes | Yes | Yes | Yes | Yes | Yes | Yes | Yes | Yes | Yes | Yes | Yes | Yes | Yes | Yes | Yes | Yes | Yes | Yes | Yes | Yes | Yes | Yes | Yes
306 | Yes | Yes | Yes | Yes | Yes | Yes | Yes | Yes | Yes | Yes | Yes | Yes | Yes | Yes | Yes | Yes | Yes | Yes | Yes | Yes | Yes | Yes | Yes | Yes | Yes | Yes
DNE-CONV1 | Yes | Yes | Yes | Yes | Yes | Yes | Yes | Yes | Yes | Yes | Yes | Yes | Yes | Yes | Yes | Yes | Yes | Yes | Yes | Yes | Yes | Yes | Yes | Yes | Yes | Yes
DNE-CONV2 | Yes | Yes | Yes | Yes | Yes | Yes | Yes | Yes | Yes | Yes | Yes | Yes | Yes | Yes | Yes | Yes | Yes | Yes | Yes | Yes | Yes | Yes | Yes | Yes | Yes | Yes
CONV3USB | Yes | Yes | Yes | Yes | Yes | Yes | Yes | Yes | Yes | Yes | Yes | Yes | Yes | Yes | Yes | Yes | Yes | Yes | Yes | Yes | Yes | Yes | Yes | Yes | Yes | Yes
SOFTWARE
BLUEEYE | Note 5 | Note 5 | Note 5 | Note 5 | Note 5 |  |  |  |  | Note 5 | [9 empty] | Note 5 | Note 5 | Note 5 | Note 5 | Note 5
INSITE GOLD | Note 4 |  |  |  | Note 4 |  |  |  |  | Note 5 | [9 empty] | Note 4
NEWARE | Neware v5 and up |  |  |  | Neware V4 and up | [14 empty] | Neware V4 and up
BABYWARE | Yes | Yes | Yes | Yes | Yes | Yes | Yes | Yes | Yes | Yes | Yes | Yes | Yes | Yes | Yes | – | – | – | – | Yes | Yes | Yes | Yes | Yes | Yes | Yes
INSIGHT | – |  |  |  | – | – | – | – | – | – | – | – | – | – | – | – | – | – | – | – | – | – | – | – | – | –
IPARADOX | – |  |  |  | Requires an IP100 V5.10 or an IP150 V1.40 or below | [14 empty] | Requires an IP100 V5.10 or an IP150 V1.40 or below
WINLOAD | – | – | – | – | – | – | – | – | – | – | Yes | Yes | Yes | Yes | Yes | Yes | Yes | Yes | Yes | – | – | – | – | – | – | –
NOTE 1 K641/R must be V1.51 and above
NOTE 2 Requires RTX3 V5.30 and above
NOTE 3 Anti-Mask options may not function with this version
NOTE 4 Available to download from the app stores, used to connect to sites with HD78/HD88 cameras, no new updates except critical bug fixes. Requires IP150/PCS modules V4.00 and above or HD78/88. MQTT modules not supported.
NOTE 5 Requires IP150/PCS modules V4.00 and above, HD78/88 not supported
NOTE 6 Requires RTX3 V5.50 and above
NOTE 7 Only on Landline
NOTE 8 Only on Serial port (not compatible with Ebus)
NOTE 9 Firmware V6.xx available as an upgrade of IP150 from TURN to MQTT (IPC10/VIPC20 reporting only, BlueEye connectivity only, downgrading is NOT available, must have paid Swan site for remote connection of Babyware/Infield/NEware). K641/R keypad must be V1.50 and up
EVOHD+/EVO192/EVOHD

## MG5050+
Discontinued Product/Version
Should be compatible (Not testing discontinued products with new products/versions)
MG5050+
| V1.30 | V1.28 | V1.25 | V1.22 | V1.20 | V1.12 | V1.11
KEYPADS
TM70 | Yes | Yes | Yes | Yes | Yes | Yes | Yes
TM50 | Yes | Yes | Yes | Yes | Yes | Yes | Yes
K32LCD+ | Yes | Yes | Yes | Yes | Yes | Yes | Yes
K32+ | Yes | Yes | Yes | Yes | Yes | Yes | Yes
K10V/K10H | Keypads V2.00 and above
K35 (K32I) | Yes | Yes | Yes | Yes | Yes | Yes | Yes
K636 | Yes | Yes | Yes | Yes | Yes | Yes | Yes
K32LX | – | – | – | – | – | – | –
K32 | Yes | Yes | Yes | Yes | Yes | Yes | Yes
K32LCD | Keypad K32LCD V1.32 and up is required
TM40 | Yes | Yes | Yes | Yes | Yes | Yes | Yes
WIRELESS KEYPADS
K38 | Yes | Yes | Yes | Yes | Yes | Yes | Yes
K37 (K32IRF) | Yes | Yes | Yes | Yes | Yes | Yes | Yes
K32RF | Yes | Yes | Yes | Yes | Yes | Yes | Yes
CAMERAS
DB7 DOORBELL | Yes | Yes | Yes | Yes | Yes | Yes | Yes
HD78 | Note 5 | Note 5 | Note 5 | Note 5 | Note 5 | Note 5 | Note 5
HD88 | Note 5 | Note 5 | Note 5 | Note 5 | Note 5 | Note 5 | Note 5
ZONE EXPANSION
ZX22 | Yes | Yes | Yes | Yes | Yes | Yes | Yes
ZX8 | Yes | Yes | Yes | Yes | Yes | Yes | Yes
ZX8SP | Yes | Yes | Yes | Yes | Yes | Yes | Yes
ZX82 | Yes | Yes | Yes | Yes | Yes | Yes | Yes
RTX3 | – | – | – | – | – | – | –
RX1 | – | – | – | – | – | – | –
WIRELESS DOOR CONTACTS
DCTXP2 | Yes | Yes | Yes | Yes | Yes | Yes | Yes
DCT6 | Yes | Yes | Yes | Yes | Yes | Yes | Yes
DCT10 | Yes | Yes | Yes | Yes | Yes | Yes | Yes
DCT2 | Yes | Yes | Yes | Yes | Yes | Yes | Yes
MG-DCT1 | Yes | Yes | Yes | Yes | Yes | Yes | Yes
MG-DCTXP | Yes | Yes | Yes | Yes | Yes | Yes | Yes
WIRELESS DETECTORS
NV780MR | Yes | Yes | Yes | Yes | Yes | Yes | Yes
NV37MR | Yes | Yes | Yes | Yes | Yes | Yes | Yes
PMD75N | Yes | Yes | Yes | Yes | Yes | Yes | Yes
PMD2P | Yes | Yes | Yes | Yes | Yes | Yes | Yes
NV75MR | Yes | Yes | Yes | Yes | Yes | Yes | Yes
NV35MR | Yes | Yes | Yes | Yes | Yes | Yes | Yes
PMD1P | Yes | Yes | Yes | Yes | Yes | Yes | Yes
PMD75 | Yes | Yes | Yes | Yes | Yes | Yes | Yes
PMD85 | Yes | Yes | Yes | Yes | Yes | Yes | Yes
WD1 | Yes | Yes | Yes | Yes | Yes | Yes | Yes
WIRELESS GLASSBREAK DETECTOR
G550 | Yes | Yes | Yes | Yes | Yes | Yes | Yes
WIRELESS MULTI-AXIS DETECTOR
GS250 (GPOWER) | Yes | Yes | Yes | Yes | Yes | Yes | Yes
WIRELESS SMOKE DETECTORS
SD360 | Yes | Yes | Yes | Yes | Yes | Yes | Yes
SD738 | Yes | Yes | Yes | Yes | Yes | Yes | Yes
WS588P | Yes | Yes | Yes | Yes | Yes | Yes | Yes
WC588P | Yes | Yes | Yes | Yes | Yes | Yes | Yes
WH588P | Yes | Yes | Yes | Yes | Yes | Yes | Yes
WIRELESS SIRENS
SR250 | Yes | Yes | Yes | Yes | Yes | Yes | Yes
SR230 | Yes | Yes | Yes | Yes | Yes | Yes | Yes
SR150 | Yes | Yes | Yes | Yes | Yes | Yes | Yes
SR130 | Yes | Yes | Yes | Yes | Yes | Yes | Yes
SR120 | Yes | Yes | Yes | Yes | Yes | Yes | Yes
WIRELESS PROGRAMMABLE OUTPUT
2WPGM | Yes | Yes | Yes | Yes | Yes | Yes | Yes
REMOTE CONTROLS
REM101 | Yes | Yes | Yes | Yes | Yes | Yes | Yes
REM1 | Yes | Yes | Yes | Yes | Yes | Yes | Yes
REM15 | Yes | Yes | Yes | Yes | Yes | Yes | Yes
REM2 | Yes | Yes | Yes | Yes | Yes | Yes | Yes
REM25 | Yes | Yes | Yes | Yes | Yes | Yes | Yes
REM3 | Yes | Yes | Yes | Yes | Yes | Yes | Yes
RAC1 | Yes | Yes | Yes | Yes | Yes | Yes | Yes
WIRELESS REPEATER
RPT1+ | Yes | Yes | Yes | Yes | Yes | Yes | Yes
RPT1 | Yes | Yes | Yes | Yes | Yes | Yes | Yes
REPORTING AND COMMUNICATION
IP180 | Yes | Yes | Yes | Yes | Yes | Yes | Yes
IP150+MQ (v6) | Yes | Yes | Yes | Yes | Yes | Yes | Yes
IP150+ | Yes | Yes | Yes | Yes | Yes | Yes | Yes
PCS265V8 | Note 3
PCS265V7 | Note 3
PCS265LTE | Note3
307USB | Yes | Yes | Yes | Yes | Yes | Yes | Yes
VDMP3 | Note 4
IP150M (v6) | Note 6
IP150 | Yes | Yes | Yes | Yes | Yes | Yes | Yes
IP100 V1.50 (IP Reporting) | Yes | Yes | Yes | Yes | Yes | Yes | Yes
IP100 V1.00 | Yes | Yes | Yes | Yes | Yes | Yes | Yes
PCS250/G | Note3
PCS260/265
PCS300 | Yes | Yes | Yes | Yes | Yes | Yes | Yes
PCS200 V2.01 GSM / GPRS | Keypad K32LCD V1.22 or WinLoad is required for programming
PCS200 V1.00 GSM Edition | Keypad K32LCD V1.10
PCS100 V1.60 GPRS Edition | – | – | – | – | – | – | –
PCS100 V1.07 GSM Edition | Keypad K32LCD V1.10
PERIPHERAL MODULES
HUB2 | Yes | Yes | Yes | Yes | Yes | Yes | Yes
PGM4 | PGM4 V3.00 and up only
PGM82 | Yes | Yes | Yes | Yes | Yes | Yes | Yes
BUS2SER | – | – | – | – | – | – | –
PRT3 | – | – | – | – | – | – | –
PS25 | Yes | Yes | Yes | Yes | Yes | Yes | Yes
PS45 | Yes | Yes | Yes | Yes | Yes | Yes | Yes
APR3-PRT1 | – | – | – | – | – | – | –
PROGRAMMING KEYS
PMC5 | – | – | – | – | – | – | –
PMC4 | – | – | – | – | – | – | –
PMC3 | – | – | – | – | – | – | –
PMC1 | – | – | – | – | – | – | –
SOFTWARE
BLUEEYE | Note 2
INSITE GOLD | Note 7
BABYWARE | Yes | Yes | Yes | Yes | Yes | Yes | Yes
WINLOAD | – | – | – | – | – | – | –
IPARADOX | Requires an IP100 V5.10 or an IP150 V1.39 or below
NOTE 1 Required to program information: K32LCD V1.22 or higher / Touchscreen TM40/50/70 or BabyWare
NOTE 2 Requires IP150/PCS modules V4.00 and above, HD78/88 not supported
NOTE 3 Not supported on EBUS, only on Serial Port
NOTE 4 VDMP3 not supported trough PCS250, only on Landline, on 8 zones MG5050+. On 5 zones MG5050+ it`s NOT supported at all, no EBUS connector.
NOTE 5 Up to 4 cameras
NOTE 6 Firmware V6.xx available as an upgrade of IP150 from TURN to MQTT (IPC10/VIPC20 reporting only, BlueEye connectivity only, downgrading is NOT available, must have paid Swan site for remote connection of Babyware/Infield/NEware). K641/R keypad must be V1.50 and up
NOTE 7 Available to download from the app stores, used to connect to sites with HD78/HD88 cameras, no new updates except critical bug fixes. Requires IP150/PCS modules V4.00 and above or HD78/88. MQTT modules not supported.
MG5050+

## SP4000¦SP65
Discontinued Product/Version
Should be compatible (Not testing discontinued products with new products/versions)
| SP4000 |  |  |  |  | SP65
| V5.40 | V5.18 - V 5.23 | V5.10 - V5.16 | V4.90 - V4.96 | V4.56 - V4.72 | V5.40 - V5.41* | V5.18 - V5.24 | V5.10 - V5.14 | V4.90 - V4.96 | V4.72 - V4.80
KEYPADS
TM70 | Yes | Yes | Yes | Yes | – | Yes | Yes | Yes | Yes | –
TM50 | Yes | Yes | Yes | Yes | – | Yes | Yes | Yes | Yes | –
K32LCD+ | Yes | Yes | Yes | Yes | – | Yes | Yes | Yes | Yes | –
K32+ | Yes | Yes | Yes | Yes | – | Yes | Yes | Yes | Yes | –
K10V/K10H | Keypads V2.00 and up |  |  |  |  | Keypads V2.00 and up
K35 | Yes | Yes | Yes | Yes | Yes | Yes | Yes | Yes | Yes | Yes
K636 | Yes | Yes | Yes | Yes | Yes | Yes | Yes | Yes | Yes | Yes
K32 | Keypads V2.00 and up |  |  |  |  | Keypads V2.00 and up
K32LX | Yes | Yes | Yes | Yes | – | Yes | Yes | Yes | Yes | –
K32LCD | Yes | Yes | Yes | Yes | – | Yes | Yes | Yes | Yes | –
TM40 | Yes | Yes | Yes | Yes | – | Yes | Yes | Yes | Yes | –
WIRELESS KEYPADS
K38 | – | – | – | – | – | Requires RTX3 / K32LX |  |  |  | Requires RTX3
K37 (K32IRF) | – | – | – | – | – | Requires RTX3 / K32LX |  |  |  | Requires RTX3
K32RF (K32LRF) | – | – | – | – | –
CAMERAS
DB7 Doorbell | Yes | Yes | Yes | Yes | Yes | Yes | Yes | Yes | Yes | Yes
HD78 | – | – | – | – | – | – | – | – | – | –
HD88 | – | – | – | – | – | – | – | – | – | –
ZONE EXPANSION
ZX22 | Requires RTX3 | – | – | – | – | Requires RTX3 | – | – | – | –
ZX8 | Yes | Yes | Yes | Yes | Yes | Yes | Yes | Yes | Yes | Yes
ZX8SP | Yes | Yes | Yes | Yes | Yes | Yes | Yes | Yes | Yes | Yes
ZX82 | Yes | – | – | – | – | Yes | – | – | – | –
RTX3 | Note 7 | Note 7 | Note 7 | Note 7 | Note 7 | Yes | Yes | Yes | Yes | Yes
RX1 | Yes | Yes | Yes | Yes | Yes | Yes | Yes | Yes | Yes | Yes
WIRELESS DOOR CONTACTS
DCTXP2 | Requires RTX3 / K32LX / RX1 |  |  |  | Requires RTX3 / RX1 | Requires RTX3 / K32LX / RX1 |  |  |  | Requires RTX3 / RX1
DCT6
DCT10
DCT2
MG-DCT1
MG-DCTXP
WIRELESS DETECTORS
PMD2P | Requires RTX3 / K32LX / RX1 |  |  |  | Requires RTX3 / RX1 | Requires RTX3 / K32LX / RX1 |  |  |  | Requires RTX3 / RX1
NV780MR
PMD75N
NV35MR
PMD75
NV75MR
PMD85/W
WD1 | Note 3 |  |  |  |  | Note 3
PMD1P | Requires RTX3 / K32LX / RX1 |  |  |  | Requires RTX3/RX1 | Requires RTX3 / K32LX / RX1 |  |  |  | Requires RTX3/RX1
WIRELESS MULTI-AXIS DETECTOR
GS250 (GPOWER) | Requires RTX3 / K32LX / RX1 |  |  |  | Requires RTX3 / RX1 | Requires RTX3 / K32LX / RX1 |  |  |  | Requires RTX3 / RX1
WIRELESS SMOKE DETECTORS
SD360 | Requires RTX3 / K32LX / RX1 |  |  |  | Requires RTX3 / RX1 | Requires RTX3 / K32LX / RX1 |  |  |  | Requires RTX3 / RX1
SD738
WIRELESS SIRENS
SR230 | – | – | – | – | – | Requires RTX3 / K32LX |  |  |  | Requires RTX3
SR250 | – | – | – | – | –
SR150 V1.10 | – | – | – | – | – | Requires RTX3 / K32LX |  |  |  | Requires RTX3
SR130 | – | – | – | – | –
SR120 | – | – | – | – | –
WIRELESS PROGRAMMABLE OUTPUT
2WPGM | – | – | – | – | – | Requires RTX3 / K32LX |  |  |  | Requires RTX3
REMOTE CONTROLS
REM101 | Requires RTX3 / K32LX / RX1 |  |  |  | Requires RTX3 / RX1 | Requires RTX3 / K32LX / RX1 |  |  |  | Requires RTX3 / RX1
REM1
REM15
REM2 | With RTX3 / K32LX, works one-way (No feedback) |  |  |  | With RTX3 only, works one-way (No feedback) | Requires RTX3 / K32LX |  |  |  | Requires RTX3
REM25
REM3
RAC1 | Requires RTX3 / K32LX / RX1 |  |  |  | Requires RTX3 / RX1 | Requires RTX3 / K32LX / RX1 |  |  |  | Requires RTX3 / RX1
WIRELESS REPEATER
RPT1+ | – | – | – | – | – | Requires RTX3 / K32LX |  |  |  | Requires RTX3
RPT1 | – | – | – | – | – | Requires RTX3 / K32LX |  |  |  | Requires RTX3
REPORTING AND COMMUNICATION
IP180 | Note 1 | Note 1 | Note 1 | Note 1 | Note 1 | Note 1 | Note 1 | Note 1 | Note 1 | Note 1
IP150+MQ (v6) | Note 1 | Note 1 | Note 1 | Note 1 | Note 1 | Note 1 | Note 1 | Note 1 | Note 1 | Note 1
IP150+ | Note 1 | Note 1 | Note 1 | Note 1 | Note 1 | Note 1 | Note 1 | Note 1 | Note 1 | Note 1
PCS265V8 | Note 4 | Note 4 | Note 4 | Note 4 | Note 4 | Note 4 | Note 4 | Note 4 | Note 4 | Note 4
PCS265V7 | Note 4 | Note 4 | Note 4 | Note 4 | Note 4 | Note 4 | Note 4 | Note 4 | Note 4 | Note 4
PCS265LTE | Note 1 |  |  |  |  | Note 1
307USB | Yes | Yes | Yes | Yes | Yes | Yes | Yes | Yes | Yes | Yes
VDMP3 | Yes | Yes | Yes | Yes | Yes | Yes | Yes | Yes | Yes | Yes
IP150M (v6) | Note 5 | Note 5 | Note 5 | Note 5 | Note 5 | Note 5 | Note 5 | Note 5 | Note 5 | Note 5
IP150 | Note 1 |  |  |  |  | Note 1
PCS250/G | Note 1 |  |  |  |  | Note 1
PCS260/265 | Note 1 |  |  |  |  | Note 1
PCS200 V2.01 GSM / GPRS | BabyWare required for programming |  |  |  |  | BabyWare required for programming
PCS200 V1.00 GSM Edition | BabyWare required for programming |  |  |  |  | BabyWare required for programming
PCS300 | Yes | Yes | Yes | Yes | Yes | Yes | Yes | Yes | Yes | Yes
IP100 V1.50 (IP Reporting) | BabyWare required for programming |  |  |  |  | BabyWare required for programming
IP100 V1.00 | Yes | Yes | Yes | Yes | Yes | Yes | Yes | Yes | Yes | Yes
PCS100 V1.60 GPRS Edition | – | – | – | – | – | – | – | – | – | –
PCS100 V1.07 GSM Edition | Yes | Yes | Yes | Yes | Yes | Yes | Yes | Yes | Yes | Yes
PERIPHERAL MODULES
HUB2 | Yes | Yes | Yes | Yes | Yes | Yes | Yes | Yes | Yes | Yes
PGM4 | PGM4 V3.00 and up only |  |  |  |  | PGM4 V3.00 and up only
PGM82 | – | – | – | – | – | – | – | – | – | –
PRT3 | – | – | – | – | – | – | – | – | – | –
BUS2SER | – | – | – | – | – | – | – | – | – | –
PS25 | – | – | – | – | – | – | – | – | – | –
PS45 | – | – | – | – | – | – | – | – | – | –
APR3-PRT1 | Yes | Yes | Yes | Yes | Yes | Yes | Yes | Yes | Yes | Yes
PROGRAMMING KEYS
PMC5 | Yes | Yes | Yes | Yes | Yes | Yes | Yes | Yes | Yes | Yes
PMC4 | Yes | Yes | Yes | Yes | Yes | Yes | Yes | Yes | Yes | Yes
PMC3 | – | – | – | – | – | – | – | – | – | –
PMC1 | – | – | – | – | – | – | – | – | – | –
SOFTWARE
BLUEEYE | Note 2 |  |  |  |  | Note 2
INSITE GOLD | Note 6 |  |  |  |  | Note 6
BABYWARE | Yes | Yes | Yes | Yes | Yes | Yes | Yes | Yes | Yes | –
WINLOAD | – | – | – | – | – | – | – | – | – | –
IPARADOX | Requires an IP100 V5.10 or an IP150 |  |  |  |  | Requires an IP100 V5.10 or an IP150
* Customized version
NOTE 1 Required to program information: K32LCD V1.22 or higher / Touchscreen TM40/50/70 or BabyWare
NOTE 2 Requires IP150/PCS modules V4.00 and above, HD78/88 not supported
NOTE 3 Requires panel version V5.28 and above + RTX3 V5.50 and above
NOTE 4 Not supported on EBUS, only on Serial Port. Required to program information: K32LCD V1.22 or higher / Touchscreen TM40/50/70 or BabyWare
NOTE 5 Firmware V6.xx available as an upgrade of IP150 from TURN to MQTT (IPC10/VIPC20 reporting only, BlueEye connectivity only, downgrading is NOT available, must have paid Swan site for remote connection of Babyware/Infield/NEware). K32LCD V1.22 or higher / Touchscreen TM40/50/70 or BabyWare.
NOTE 6 Available to download from the app stores, used to connect to sites with HD78/HD88 cameras, no new updates except critical bug fixes. Requires IP150/PCS modules V4.00 and above or HD78/88. MQTT modules not supported.
NOTE 7 One-way transmitters only (not compatible with wireless keypads, wireless sirens or remotes status.
SP4000/ SP65

## SP5500+
Discontinued Product/Version
Should be compatible (Not testing discontinued products with new products/versions)
SP5500+
| V1.30 | V1.28 | V1.25 | V1.23 | V1.21 | V1.20 | V1.15 | V1.05
KEYPADS
TM70 | Yes | Yes | Yes | Yes | Yes | Yes | Yes | Yes
TM50 | Yes | Yes | Yes | Yes | Yes | Yes | Yes | Yes
K32LCD+ | Yes | Yes | Yes | Yes | Yes | Yes | Yes | Yes
K32+ | Yes | Yes | Yes | Yes | Yes | Yes | Yes | Yes
K10V/K10H | Note 2
K35 (K32I) | Yes | Yes | Yes | Yes | Yes | Yes | Yes | Yes
K636 | Yes | Yes | Yes | Yes | Yes | Yes | Yes | Yes
K32LCD | Note 3
K32LX | Yes | Yes | Yes | Yes | Yes | Yes | Yes | Yes
K32 | Yes | Yes | Yes | Yes | Yes | Yes | Yes | Yes
TM40 | Yes | Yes | Yes | Yes | Yes | Yes | Yes | Yes
WIRELESS KEYPADS
K38 | Requires RTX3 / K32LX
K37 (K32IRF) | Requires RTX3 / K32LX
K32RF
CAMERAS
DB7 DOORBELL | Yes | Yes | Yes | Yes | Yes | Yes | Yes | Yes
HD78 | Yes | Yes | Yes | Yes | Yes | Yes | Yes | Yes
HD88 | Yes | Yes | Yes | Yes | Yes | Yes | Yes | Yes
ZONE EXPANSION
ZX22 | Requires RTX3
ZX8 | Yes | Yes | Yes | Yes | Yes | Yes | Yes | Yes
ZX8SP | Yes | Yes | Yes | Yes | Yes | Yes | Yes | Yes
ZX82 | Yes | Yes | Yes | Yes | Yes | Yes | Yes | Yes
RTX3 | Yes | Yes | Yes | Yes | Yes | Yes | Yes | Yes
RX1 | Yes | Yes | Yes | Yes | Yes | Yes | Yes | Yes
WIRELESS DOOR CONTACTS
DCTXP2 | Requires RTX3 / K32LX / RX1
DCT6
DCT10
DCT2
MG-DCT1
MG-DCTXP
WIRELESS DETECTORS
PMD2P | Requires RTX3 / RX1
NV780MR
NV37MR
NV75MR
NV35MR
PMD1P
PMD75N
PMD75
PMD85
WD1
WIRELESS MULTI-AXIS DETECTOR
GS250 (GPOWER) | Requires RTX3 / K32LX / RX1
WIRELESS SMOKE DETECTORS
SD360 | Requires RTX3 / K32LX / RX1
SD738 | Requires RTX3 / K32LX / RX2
WIRELESS SIRENS
SR250 | Requires RTX3 v1.5 or higher
SR230 | Requires RTX3 / K32LX
SR150 V1.10 | Requires RTX3 / K32LX
SR130 | Requires RTX3 / K32LX
SR120 | Requires RTX3 / K32LX
WIRELESS PROGRAMMABLE OUTPUT
2WPGM | Requires RTX3 / K32LX
REMOTE CONTROLS
REM101 | Requires RTX3 / K32LX / RX1
REM1
REM15
REM2 | Requires RTX3 / K32LX
REM25
REM3
RAC1 | Requires RTX3 / K32LX / RX1
WIRELESS REPEATER
RPT1+ | Requires RTX3
RPT1 | Requires RTX3 / K32LX
REPORTING AND COMMUNICATION
IP180 | Yes | Yes | Yes | Yes | Yes | Yes | Yes | Yes
IP150+MQ (v6) | Yes | Yes | Yes | Yes | Yes | Yes | Yes | Yes
IP150+ | Yes | Yes | Yes | Yes | Yes | Yes | Yes | Yes
PCS265V8 | Note 7 | Note 7 | Note 7 | Note 7 | Note 7 | Note 7 | Note 7 | Note 7
PCS265V7 | Note 7 | Note 7 | Note 7 | Note 7 | Note 7 | Note 7 | Note 7 | Note 7
VDMP3 | Note 8
307USB | Yes | Yes | Yes | Yes | Yes | Yes | Yes | Yes
PCS265LTE | Note 7
IP150M (v6) | Note 9
IP150 | Yes | Yes | Yes | Yes | Yes | Yes | Yes | Yes
PCS200 V2.01 GSM / GPRS | K32LCD V1.22 is required
PCS200 V1.00 GSM Edition
PCS250/G | Note 7
PCS260/265
PCS300 | Yes | Yes | Yes | Yes | Yes | Yes | Yes | Yes
IP100 V1.50 (IP Reporting)
IP100 V1.00 | Yes | Yes | Yes | Yes | Yes | Yes | Yes | Yes
PCS100 V1.60 GPRS Edition | Keypad K32LCD V1.22
PCS100 V1.07 GSM Edition | Requires keypad K32LCD V1.10
PERIPHERAL MODULES
HUB2 | Yes | Yes | Yes | Yes | Yes | Yes | Yes | Yes
PGM4 | Yes | Yes | Yes | Yes | Yes | Yes | Yes | Yes
PGM82 | Yes | Yes | Yes | Yes | Yes | Yes | Yes | Yes
BUS2SER | – | – | – | – | – | – | – | –
PRT3 | – | – | – | – | – | – | – | –
PS25 | Yes | Yes | Yes | Yes | Yes | Yes | Yes | Yes
PS45 | Yes | Yes | Yes | Yes | Yes | Yes | Yes | Yes
APR3-PRT1 | – | – | – | – | – | – | – | –
PROGRAMMING KEYS
PMC5 | – | – | – | – | – | – | – | –
PMC4 | – | – | – | – | – | – | – | –
PMC3 | – | – | – | – | – | – | – | –
PMC1 | – | – | – | – | – | – | – | –
SOFTWARE
BLUEEYE | Note 5
INSITE GOLD | Note 4
BABYWARE | Yes | Yes | Yes | Yes | Yes | Yes | Yes | Yes
WINLOAD | – | – | – | – | – | – | – | –
IPARADOX | Requires an IP100 V5.10 or an IP150 V1.39 or below
NOTE 1 Required to program information: K32LCD V1.22 or higher / Touchscreen TM40/50/70 or BabyWare
NOTE 2 Keypads V2.00 and above
NOTE 3 Expect reduced performance with keypad V1.14 or lower
NOTE 4 Available to download from the app stores, used to connect to sites with HD78/HD88 cameras, no new updates except critical bug fixes. Requires IP150/PCS modules V4.00 and above or HD78/88. MQTT modules not supported.
NOTE 5 Requires IP150/PCS modules V4.00 and above, HD78/88 not supported
NOTE 6 Requires panel version V6.94 and above + RTX3 V5.50 and above
NOTE 7 Not supported on EBUS, only on Serial Port
NOTE 8 VDMP3 not supported trough PCS250, only on Landline
NOTE 9 Firmware V6.xx available as an upgrade of IP150 from TURN to MQTT (IPC10/VIPC20 reporting only, BlueEye connectivity only, downgrading is NOT available, must have paid Swan site for remote connection of Babyware/Infield/NEware).
SP5500+

## SP6000+
Discontinued Product/Version
Should be compatible (Not testing discontinued products with new products/versions)
SP6000+
| V1.30 | V1.28 | V1.25 | V1.23 | V1.21 | V1.20 | V1.15 | V1.10 | V1.05
KEYPADS
TM70 | Yes | Yes | Yes | Yes | Yes | Yes | Yes | Yes | Yes
TM50 | Yes | Yes | Yes | Yes | Yes | Yes | Yes | Yes | Yes
K32LCD+ | Yes | Yes | Yes | Yes | Yes | Yes | Yes | Yes | Yes
K32+ | Yes | Yes | Yes | Yes | Yes | Yes | Yes | Yes | Yes
K10V/K10H | Note 2
K35 (K32I) | Yes | Yes | Yes | Yes | Yes | Yes | Yes | Yes | Yes
K636 | Yes | Yes | Yes | Yes | Yes | Yes | Yes | Yes | Yes
K32LCD | Note 3
K32LX | Yes | Yes | Yes | Yes | Yes | Yes | Yes | Yes | Yes
K32 | Yes | Yes | Yes | Yes | Yes | Yes | Yes | Yes | Yes
TM40 | Yes | Yes | Yes | Yes | Yes | Yes | Yes | Yes | Yes
WIRELESS KEYPADS
K38 | Requires RTX3 / K32LX
K37 (K32IRF) | Requires RTX3 / K32LX
K32RF
CAMERAS
DB7 DOORBELL | Yes | Yes | Yes | Yes | Yes | Yes | Yes | Yes | Yes
HD78 | Yes | Yes | Yes | Yes | Yes | Yes | Yes | Yes | Yes
HD88 | Yes | Yes | Yes | Yes | Yes | Yes | Yes | Yes | Yes
ZONE EXPANSION
ZX22 | Requires RTX3
ZX8 | Yes | Yes | Yes | Yes | Yes | Yes | Yes | Yes | Yes
ZX8SP | Yes | Yes | Yes | Yes | Yes | Yes | Yes | Yes | Yes
ZX82 | Yes | Yes | Yes | Yes | Yes | Yes | Yes | Yes | Yes
RTX3 | Yes | Yes | Yes | Yes | Yes | Yes | Yes | Yes | Yes
RX1 | Yes | Yes | Yes | Yes | Yes | Yes | Yes | Yes | Yes
WIRELESS DOOR CONTACTS
DCTXP2 | Requires RTX3 / K32LX / RX1
DCT6
DCT10
DCT2
MG-DCT1
MG-DCTXP
WIRELESS DETECTORS
PMD2P | Requires RTX3 / RX1
NV780MR
NV37MR
NV75MR
NV35MR
PMD1P
PMD75N
PMD75
PMD85
WD1
WIRELESS MULTI-AXIS DETECTOR
GS250 (GPOWER) | Requires RTX3 / K32LX / RX1
WIRELESS SMOKE DETECTORS
SD360 | Requires RTX3 / K32LX / RX1
SD738 | Requires RTX3 / K32LX / RX1
WIRELESS SIRENS
SR250 | Requires RTX3 v1.5 or higher
SR230 | Requires RTX3 / K32LX
SR150 V1.10 | Requires RTX3 / K32LX
SR130 | Requires RTX3 / K32LX
SR120 | Requires RTX3 / K32LX
WIRELESS PROGRAMMABLE OUTPUT
2WPGM | Requires RTX3 / K32LX
REMOTE CONTROLS
REM101 | Requires RTX3 / K32LX / RX1
REM1
REM15
REM2 | Requires RTX3 / K32LX
REM25
REM3
RAC1 | Requires RTX3 / K32LX / RX1
WIRELESS REPEATER
RPT1+ | Requires RTX3
RPT1 | Requires RTX3 / K32LX
REPORTING AND COMMUNICATION
IP180 | Yes | Yes | Yes | Yes | Yes | Yes | Yes | Yes | Yes
IP150+MQ (v6) | Yes | Yes | Yes | Yes | Yes | Yes | Yes | Yes | Yes
IP150+ | Yes | Yes | Yes | Yes | Yes | Yes | Yes | Yes | Yes
PCS265V8 | Note 7 | Note 7 | Note 7 | Note 7 | Note 7 | Note 7 | Note 7 | Note 7 | Note 7
PCS265V7 | Note 7 | Note 7 | Note 7 | Note 7 | Note 7 | Note 7 | Note 7 | Note 7 | Note 7
VDMP3 | Note 8
307USB | Yes | Yes | Yes | Yes | Yes | Yes | Yes | Yes | Yes
PCS265LTE | Note 7
IP150M (v6) | Note 9
IP150 | Yes | Yes | Yes | Yes | Yes | Yes | Yes | Yes | Yes
PCS200 V2.01 GSM / GPRS | K32LCD V1.22 is required
PCS200 V1.00 GSM Edition
PCS250/G | Note 7
PCS260/265
PCS300 | Yes | Yes | Yes | Yes | Yes | Yes | Yes | Yes | Yes
IP100 V1.50 (IP Reporting) | Keypad K32LCD V1.20
IP100 V1.00 | Yes | Yes | Yes | Yes | Yes | Yes | Yes | Yes | Yes
PCS100 V1.60 GPRS Edition | Keypad K32LCD V1.22
PCS100 V1.07 GSM Edition | Requires keypad K32LCD V1.10
PERIPHERAL MODULES
HUB2 | Yes | Yes | Yes | Yes | Yes | Yes | Yes | Yes | Yes
PGM4 | Yes | Yes | Yes | Yes | Yes | Yes | Yes | Yes | Yes
PGM82 | Yes | Yes | Yes | Yes | Yes | Yes | Yes | Yes | Yes
BUS2SER | – | – | – | – | – | – | – | – | –
PRT3 | – | – | – | – | – | – | – | – | –
PS25 | Yes | Yes | Yes | Yes | Yes | Yes | Yes | Yes | Yes
PS45 | Yes | Yes | Yes | Yes | Yes | Yes | Yes | Yes | Yes
APR3-PRT1 | – | – | – | – | – | – | – | – | –
PROGRAMMING KEYS
PMC5 | – | – | – | – | – | – | – | – | –
PMC4 | – | – | – | – | – | – | – | – | –
PMC3 | – | – | – | – | – | – | – | – | –
PMC1 | – | – | – | – | – | – | – | – | –
SOFTWARE
BLUEEYE | Note 5
INSITE GOLD | Note 4
BABYWARE | Yes | Yes | Yes | Yes | Yes | Yes | Yes | Yes | Yes
WINLOAD | – | – | – | – | – | – | – | – | –
IPARADOX | Requires an IP100 V5.10 or an IP150 V1.39 or below
NOTE 1 Required to program information: K32LCD V1.22 or higher / Touchscreen TM40/50/70 or BabyWare
NOTE 2 Keypads V2.00 and above
NOTE 3 Expect reduced performance with keypad V1.14 or lower
NOTE 4 Available to download from the app stores, used to connect to sites with HD78/HD88 cameras, no new updates except critical bug fixes. Requires IP150/PCS modules V4.00 and above or HD78/88. MQTT modules not supported.
NOTE 5 Requires IP150/PCS modules V4.00 and above, HD78/88 not supported
NOTE 6 Requires panel version V6.94 and above + RTX3 V5.50 and above
NOTE 7 Not supported on EBUS, only on Serial Port
NOTE 8 VDMP3 not supported trough PCS250, only on Landline
NOTE 9 Firmware V6.xx available as an upgrade of IP150 from TURN to MQTT (IPC10/VIPC20 reporting only, BlueEye connectivity only, downgrading is NOT available, must have paid Swan site for remote connection of Babyware/Infield/NEware).
SP6000+

## SP7000+
Discontinued Product/Version
Should be compatible (Not testing discontinued products with new products/versions)
SP7000+
| V1.30 | V1.29 | V1.28 | V1.25 | V1.24 | V1.21 | V1.15
KEYPADS
TM70 | Yes | Yes | Yes | Yes | Yes | Yes | Yes
TM50 | Yes | Yes | Yes | Yes | Yes | Yes | Yes
K32LCD+ | Yes | Yes | Yes | Yes | Yes | Yes | Yes
K32+ | Yes | Yes | Yes | Yes | Yes | Yes | Yes
K10V/K10H | Note 2
K35 (K32I) | Yes | Yes | Yes | Yes | Yes | Yes | Yes
K636 | Yes | Yes | Yes | Yes | Yes | Yes | Yes
K32LCD | Note 3
K32LX | Yes | Yes | Yes | Yes | Yes | Yes | Yes
K32 | Yes | Yes | Yes | Yes | Yes | Yes | Yes
TM40 | Yes | Yes | Yes | Yes | Yes | Yes | Yes
WIRELESS KEYPADS
K38 | Requires RTX3 / K32LX
K37 (K32IRF) | Requires RTX3 / K32LX
K32RF
CAMERAS
DB7 DOORBELL | Yes | Yes | Yes | Yes | Yes | Yes | Yes
HD78 | Yes | Yes | Yes | Yes | Yes | Yes | Yes
HD88 | Yes | Yes | Yes | Yes | Yes | Yes | Yes
ZONE EXPANSION
ZX22 | Requires RTX3
ZX8 | Yes | Yes | Yes | Yes | Yes | Yes | Yes
ZX8SP | Yes | Yes | Yes | Yes | Yes | Yes | Yes
ZX82 | Yes | Yes | Yes | Yes | Yes | Yes | Yes
RTX3 | Yes | Yes | Yes | Yes | Yes | Yes | Yes
RX1 | Yes | Yes | Yes | Yes | Yes | Yes | Yes
WIRELESS DOOR CONTACTS
DCTXP2 | Requires RTX3 / K32LX / RX1
DCT6
DCT10
DCT2
MG-DCT1
MG-DCTXP
WIRELESS DETECTORS
PMD2P | Requires RTX3 / RX1
NV780MR
NV37MR
NV75MR
NV35MR
PMD1P
PMD75N
PMD75
PMD85
WD1
WIRELESS MULTI-AXIS DETECTOR
GS250 (GPOWER) | Requires RTX3 / K32LX / RX1
WIRELESS SMOKE DETECTORS
SD360 | Requires RTX3 / K32LX / RX1
SD738 | Requires RTX3 / K32LX / RX1
WIRELESS SIRENS
SR250 | Requires RTX3 v1.5 or higher
SR230 | Requires RTX3 / K32LX
SR150 V1.10 | Requires RTX3 / K32LX
SR130 | Requires RTX3 / K32LX
SR120 | Requires RTX3 / K32LX
WIRELESS PROGRAMMABLE OUTPUT
2WPGM | Requires RTX3 / K32LX
REMOTE CONTROLS
REM101 | Requires RTX3 / K32LX / RX1
REM1
REM15
REM2 | Requires RTX3 / K32LX
REM25
REM3
RAC1 | Requires RTX3 / K32LX / RX1
WIRELESS REPEATER
RPT1+ | Requires RTX3
RPT1 | Requires RTX3 / K32LX
REPORTING AND COMMUNICATION
IP180 | Yes | Yes | Yes | Yes | Yes | Yes | Yes
IP150+MQ (v6) | Yes | Yes | Yes | Yes | Yes | Yes | Yes
IP150+ | Yes | Yes | Yes | Yes | Yes | Yes | Yes
PCS265V8 | Note 7 | Note 7 | Note 7 | Note 7 | Note 7 | Note 7 | Note 7
PCS265V7 | Note 7 | Note 7 | Note 7 | Note 7 | Note 7 | Note 7 | Note 7
VDMP3 | Note 8
307USB | Yes | Yes | Yes | Yes | Yes | Yes | Yes
PCS265LTE | Note 7
IP150M (v6) | Note 9
IP150 | Yes | Yes | Yes | Yes | Yes | Yes | Yes
PCS200 V2.01 GSM / GPRS | K32LCD V1.22 is required
PCS200 V1.00 GSM Edition
PCS250/G | Note 7
PCS260/265
PCS300 | Yes | Yes | Yes | Yes | Yes | Yes | Yes
IP100 V1.50 (IP Reporting) | Keypad K32LCD V1.20
IP100 V1.00 | Yes | Yes | Yes | Yes | Yes | Yes | Yes
PCS100 V1.60 GPRS Edition | Keypad K32LCD V1.22
PCS100 V1.07 GSM Edition | Requires keypad K32LCD V1.10
PERIPHERAL MODULES
HUB2 | Yes | Yes | Yes | Yes | Yes | Yes | Yes
PGM4 | Yes | Yes | Yes | Yes | Yes | Yes | Yes
PGM82 | Yes | Yes | Yes | Yes | Yes | Yes | Yes
BUS2SER | – | – | – | – | – | – | –
PRT3 | – | – | – | – | – | – | –
PS25 | Yes | Yes | Yes | Yes | Yes | Yes | Yes
PS45 | Yes | Yes | Yes | Yes | Yes | Yes | Yes
APR3-PRT1 | – | – | – | – | – | – | –
PROGRAMMING KEYS
PMC5 | – | – | – | – | – | – | –
PMC4 | – | – | – | – | – | – | –
PMC3 | – | – | – | – | – | – | –
PMC1 | – | – | – | – | – | – | –
SOFTWARE
BLUEEYE | Note 5
INSITE GOLD | Note 4
BABYWARE | Yes | Yes | Yes | Yes | Yes | Yes | Yes
WINLOAD | – | – | – | – | – | – | –
IPARADOX | Requires an IP100 V5.10 or an IP150 V1.39 or below
NOTE 1 Required to program information: K32LCD V1.22 or higher / Touchscreen TM40/50/70 or BabyWare
NOTE 2 Keypads V2.00 and above
NOTE 3 Expect reduced performance with keypad V1.14 or lower
NOTE 4 Available to download from the app stores, used to connect to sites with HD78/HD88 cameras, no new updates except critical bug fixes. Requires IP150/PCS modules V4.00 and above or HD78/88. MQTT modules not supported.
NOTE 5 Requires IP150/PCS modules V4.00 and above, HD78/88 not supported
NOTE 6 Requires panel version V6.94 and above + RTX3 V5.50 and above
NOTE 7 Not supported on EBUS, only on Serial Port
NOTE 8 VDMP3 not supported trough PCS250, only on Landline
NOTE 9 Firmware V6.xx available as an upgrade of IP150 from TURN to MQTT (IPC10/VIPC20 reporting only, BlueEye connectivity only, downgrading is NOT available, must have paid Swan site for remote connection of Babyware/Infield/NEware).
SP7000+

## Firmware Upgrade
Discontinued Product/Version
Should be compatible (Not testing discontinued products with new products/versions)
Programming Module | 307USB |  | CONV4USB | IP180 | IP150+/(MQ) | PCS250/G | PCS260/265 | PCS265LTE | PCS265V7/V8 | SWAN | IP150/(M) | IP100
PANELS
SP5500+ | Yes |  | Yes | Yes | Yes | Yes | Yes | Yes | Yes | Note 1 | Yes | Yes
SP6000+ | Yes |  | Yes | Yes | Yes | Yes | Yes | Yes | Yes | Note 1 | Yes | Yes
SP7000+ | Yes |  | Yes | Yes | Yes | Yes | Yes | Yes | Yes | Note 1 | Yes | Yes
MG5050+ | Yes |  | Yes | Yes | Yes | Yes | Yes | Yes | Yes | Note 1 | Yes | Yes
EVOHD+ | Yes |  | Yes | Yes | Yes | Yes | Yes | Yes | Yes | Note 1 | Yes | Yes
EVO192 | Yes |  | Yes | Yes | Yes | Yes | Yes | Yes | Yes | Note 1 | Yes | Yes
SP4000 | Yes |  | Yes | Yes | Yes | Yes | Yes | Yes | Yes | Note 1 | Yes | Yes
SP65 | Yes |  | Yes | Yes | Yes | Yes | Yes | Yes | Yes | Note 1 | Yes | Yes
SP5500 | Yes |  | Yes | Yes | Yes | Yes | Yes | Yes | Yes | Note 1 | Yes | Yes
SP6000 | Yes |  | Yes | Yes | Yes | Yes | Yes | Yes | Yes | Note 1 | Yes | Yes
SP7000 | Yes |  | Yes | Yes | Yes | Yes | Yes | Yes | Yes | Note 1 | Yes | Yes
MG6250 | Yes |  | Yes | – | – | – | – | – | – | – | – | –
MG5075 | Yes |  | Yes | Yes | Yes | Yes | Yes | Yes | Yes | Note 1 | Yes | Yes
MG5000 | Yes |  | Yes | Yes | Yes | Yes | Yes | Yes | Yes | Note 1 | Yes | Yes
MG5050 | Yes |  | Yes | Yes | Yes | Yes | Yes | Yes | Yes | Note 1 | Yes | Yes
EVOHD | Yes |  | Yes | Yes | Yes | Yes | Yes | Yes | Yes | Note 1 | Yes | Yes
EVO48 | Yes |  | Yes | Yes | Yes | Yes | Yes | Yes | Yes | – | Yes | Yes
EVO96 | Yes |  | Yes | – | – | – | – | – | – | – | – | –
E55 | Yes |  | Yes | Yes | Yes | Yes | Yes | Yes | Yes | – | Yes | Yes
E65 | Yes |  | Yes | Yes | Yes | Yes | Yes | Yes | Yes | – | Yes | Yes
KEYPADS
TM50 | Firmware upgrade with SD card only |  | Firmware upgrade with SD card only | – | – | – | – | – | – | – | – | –
TM70 |  |  |  | – | – | – | – | – | – | – | – | –
K32LCD+ | Yes |  | Yes | – | – | – | – | – | – | – | – | –
K38 | Yes |  | Yes | – | – | – | – | – | – | – | – | –
K35 | Yes |  | Yes | – | – | – | – | – | – | – | – | –
K656 | Yes |  | Yes | – | – | – | – | – | – | – | – | –
K641+ | Yes |  | Yes | – | – | – | – | – | – | – | – | –
K641R | V1.10 and up |  | Yes | – | – | – | – | – | – | – | – | –
K3636 | – |  | – | – | – | – | – | – | – | – | – | –
K10V/H | – |  | – | – | – | – | – | – | – | – | – | –
K32LX | Yes |  | Yes | – | – | – | – | – | – | – | – | –
K37 (K32IRF) | Yes |  | Yes | – | – | – | – | – | – | – | – | –
K32LCD | Yes |  | Yes | – | – | – | – | – | – | – | – | –
K32 | Yes |  | Yes | – | – | – | – | – | – | – | – | –
K32+ | Yes |  | Yes | – | – | – | – | – | – | – | – | –
K32RF (K32LRF) | Yes |  | Yes | – | – | – | – | – | – | – | – | –
K32WK | Yes |  | Yes | – | – | – | – | – | – | – | – | –
K641 | Yes |  | Yes | – | – | – | – | – | – | – | – | –
K641LX | Yes |  | Yes | – | – | – | – | – | – | – | – | –
K07 V2.00 (Grafica) | Yes |  | Yes | – | – | – | – | – | – | – | – | –
K07 V1.XX | Requires UIP256 to update |  | Requires UIP256 to update | – | – | – | – | – | – | – | – | –
TM4 | Firmware upgrade with SD card only |  | Firmware upgrade with SD card only | – | – | – | – | – | – | – | – | –
TM40 |  |  |  | – | – | – | – | – | – | – | – | –
ACCESS CONTROL
ACM12 | – |  | Yes | – | – | – | – | – | – | – | – | –
R910 V1.00 are not upgradable to V2.10, only V2.00 | – |  | Yes | – | – | – | – | – | – | – | – | –
R915 | – |  | Yes | – | – | – | – | – | – | – | – | –
DGP-ACM11 | Yes |  | Yes | – | – | – | – | – | – | – | – | –
COMMUNICATION DEVICES
IP180 | – |  | – | – | – | – | – | – | – | Note 5 | – | –
IP150+ | – |  | – | – | – | – | – | – | – | Note 4 | – | –
IP150+MQ | – |  | – | – | – | – | – | – | – | Note 5 | – | –
IP150M | – |  | – | – | – | – | – | – | – | Note 6 | – | –
DB7 Doorbell | – |  | – | – | – | – | – | – | – | Note 2 | – | –
PCS265V7 | Yes |  | Yes | – | – | – | – | – | – | Note 4 | – | –
PCS265V8 | Yes |  | Yes | – | – | – | – | – | – | Note 5 | – | –
PCS265LTE | Yes |  | Yes | – | – | – | – | – | – | Note 4 | – | –
PCS260/PCS265 | Yes |  | Yes | – | – | – | – | – | – | Note 4 | – | –
VDMP3 | Yes |  | Yes | – | – | – | – | – | – | – | – | –
PRT3 V1.10 and up | Yes |  | Yes | – | – | – | – | – | – | – | – | –
HD78 | – |  | – | – | – | – | – | – | – | Note 3 | – | –
HD88 | – |  | – | – | – | – | – | – | – | Note 3 | – | –
IP150 | – |  | – | – | – | – | – | – | – | Note 4 | – | –
PCS200 | Yes |  | Yes | – | – | – | – | – | – | – | – | –
IP100 | Yes |  | Yes | – | – | – | – | – | – | – | – | –
HUB4D | – |  | Yes | – | – | – | – | – | – | – | – | –
LSN4 | Yes |  | Yes | – | – | – | – | – | – | – | – | –
PCS250/G | Yes |  | Yes | – | – | – | – | – | – | Note 4 | – | –
PCS100 | Yes |  | Yes | – | – | – | – | – | – | – | – | –
PRT3 prior to V1.10 | – |  | – | – | – | – | – | – | – | – | – | –
PCS300 | Yes |  | Yes | – | – | – | – | – | – | – | – | –
WIRELESS MODULES AND DEVICES
RTX3 | Yes |  | Yes | – | – | – | – | – | – | – | – | –
RPT1+ | Yes |  | Yes | – | – | – | – | – | – | – | – | –
RX1 | Yes |  | Yes | – | – | – | – | – | – | – | – | –
2WPGM | – |  | – | – | – | – | – | – | – | – | – | –
SR250 | Yes |  | – | – | – | – | – | – | – | – | – | –
SR230 | Yes |  | – | – | – | – | – | – | – | – | – | –
SR150 | Yes |  | – | – | – | – | – | – | – | – | – | –
SR130 | Yes |  | – | – | – | – | – | – | – | – | – | –
SR120 | Yes |  | – | – | – | – | – | – | – | – | – | –
RPT1 | Yes |  | Yes | – | – | – | – | – | – | – | – | –
PX8 | Yes |  | Yes | – | – | – | – | – | – | – | – | –
DETECTORS
NV780/MR/MX | Yes |  | – | – | – | – | – | – | – | – | – | –
NV37M/MR/MX | Yes |  | – | – | – | – | – | – | – | – | – | –
NVX80 Needs external 12V | Yes |  | – | – | – | – | – | – | – | – | – | –
SD360 | Yes |  | – | – | – | – | – | – | – | – | – | –
NV75M/MR/MX | Yes |  | – | – | – | – | – | – | – | – | – | –
NV35M/MR/MX | Yes |  | – | – | – | – | – | – | – | – | – | –
OTHER DEVICES
PGM82 | Yes |  | – | – | – | – | – | – | – | – | – | –
PGM4 | Yes |  | Yes | – | – | – | – | – | – | – | – | –
ZX22 | Yes |  | – | – | – | – | – | – | – | – | – | –
PRT3 | – |  | Yes | – | – | – | – | – | – | – | – | –
BUS2SER | – |  | Yes | – | – | – | – | – | – | – | – | –
PS45 | Yes |  | – | – | – | – | – | – | – | – | – | –
PS25 | Yes |  | – | – | – | – | – | – | – | – | – | –
Products that are not featured in this table are NOT firmware upgradable.
NOTE 1 Requires Swan compatible module
NOTE 2 Requires BlueEye app
NOTE 3 Requires Insite Gold app
NOTE 4 Requires BlueEye or Insite Gold or Infield
NOTE 5 Requires Infield 5.6.55 or BlueEye Android v1.1.7 (218) and IOS v1.0.18(12) (or higher)
NOTE 6 - Once upgraded, the site will be migrated to the new Swan database (faster and more reliable) - Once upgraded to MQTT, the module CANNOT be downgraded back to TURN firmware - Requires Babyware 5.6.52, Infield 5.6.55 and Neware 5.2.32 and BlueEye ( Android v1.1.7 (218) and IOS v1.0.18(12)) (or higher) in order to connect or upgrade sites with IP150M - IP150 cannot be upgraded with standard procedure if current firmware is v4.30 or lower - first upgrade the module to v5.2.58, then to MQTT firmware (may require special upgrade procedure with Infield 4.26.4) - Reports only to IPC10/VIPC20, please make sure the CMS station is using an IPC10/VIPC20 receiver (not compatible with IPRS7/IPR512) - Combo mode not supported (in order to have a PCS on the same panel, a + panel needs to be used) - Requires a paid Swan subscription (site) for remotely connecting with apps or Babyware, Infield, Neware. Reporting to IPC10 does not require a paid site. - Only PCS265V8 (can be upgraded from v7) is supported in parallel with IP150M (not supporting MQTT and TURN modules on the same panel) - Direct IP (static IP) connection (BlueEye, Babyware, Infield, Neware) is not supported on MQTT firmware (a static IP can still be assigned to the module). For closed network connection, an IPC10 is needed in the same network (connect with Babyware MQTT Closed Network connection or IPC Server) - Sites with HD78/88 cameras and IP150 should not be upgraded to MQTT (not supporting MQTT and TURN modules on the same panel) - Once a site with IP150 is upgraded to MQTT, replacing the communication module with a TURN module is NOT supported
Firmware Upgrade

## RPT1+ ¦ RPT1
Discontinued Product/Version
Should be compatible (Not testing discontinued products with new products/versions)
| RPT1+ |  | RPT1
PANELS
S5500+/6000+/7000+ | Yes (RTX3) |  | Yes (RTX3)
MG5050+ | Yes |  | Yes
SP65/5500/6000/7000 | Yes (RTX3) |  | Yes (RTX3)
SP4000 | Note 1 |  | Note 1
EVO192/EVOHD+/EVOHD | – |  | –
MG5000/5050/5075 | Yes |  | Yes
MG6250 | – |  | –
MG6160/6130 | – |  | –
WIRELESS RECEIVERS
RTX3 (v5.42) | Yes |  | Yes
RTX3 (v6.36) | Yes |  | Yes
RX1 | – |  | –
K32LX | – |  | Yes
WIRELESS KEYPADS
K38 | Yes |  | Yes
K37 | Yes |  | Yes
K32RF | – |  | Yes
K32WK | – |  | Yes
WIRELESS DOOR CONTACTS
DCT6 | Yes |  | Yes
DCT10 | Yes |  | Yes
DCT2 | Yes |  | Yes
DCTXP2 | Yes |  | Yes
MG-DCT1 | Yes |  | Yes
WIRELESS MOTION DETECTORS
NV780MR | Yes |  | Yes
NV37MR | Yes |  | Yes
PMD2P | Yes |  | Yes
PMD75N | Yes |  | Yes
PMD85W | Yes |  | Yes
NV75MR | Yes |  | Yes
NV35MR | Yes |  | Yes
PMD75 | Yes |  | Yes
PMD1P | Yes |  | Yes
OTHER WIRELESS DETECTORS
GS250 (GPOWER) | Yes |  | Yes
WD1 | Yes |  | Yes
SD360 | Yes |  | Yes
SD738 | Yes |  | Yes
REMOTE CONTROLS
REM101 | Yes |  | Yes
REM2 | Yes |  | Yes
REM25 | Yes |  | Yes
REM1 | Yes |  | Yes
REM15 | Yes |  | Yes
REM3 | Yes |  | Yes
RAC1 | Yes |  | Yes
WIRELESS SIRENS
SR250 | – |  | –
SR230 | – |  | –
SR150 V1.10 | – |  | –
SR130 | – |  | –
SR120 | – |  | –
WIRELESS PROGRAMMABLE OUTPUT
2WPGM | Yes |  | Yes
Note 1 : SP4000 is compatible with RTX3 but NOT for 2 way communication devices (it`s not compatible with wireless sirens, K38 wireless keypad or remotes status functionality)
RPT1+ / RPT1 Compatibility

## IP ¦ PCS
Discontinued Product/Version
Should be compatible (Not testing discontinued products with new products/versions)
| IP180 | IP150+ (v5,v6) | PCS265V7/V8 | PCS265LTE | IP150/M (v4,v5,v6) | IP100 | PCS265/260 | PCS250/G (Note 1) | PCS200 | PCS300
DIGIPLEX AND DIGIPLEX EVO SERIES ALARM PANELS
EVOHD+ | Yes | Yes | Yes | Yes | Yes | Yes | Yes | Yes | Yes | Yes
EVO192 | V2.02 and above | V2.02 and above | V2.02 and above | V2.02 and above | V2.02 and above | V2.02 and above | V2.02 and above | V2.02 and above | V2.02 and above | Yes
EVOHD | Yes | Yes | Yes | Yes | Yes | Yes | Yes | Yes | Yes | Yes
EVO48 | V2.02 and above | V2.02 and above | V2.02 and above | V2.02 and above | V2.02 and above | V2.02 and above | V2.02 and above | V2.02 and above | V2.02 and above | Yes
EVO96 | Yes | Yes | Yes | Yes | Yes | Yes | Yes | – | – | Yes
DGP-NE96 | – | – | – | – | – | – | – | – | – | Yes
DGP-48/848 | – | – | – | – | – | – | – | – | – | Yes
SPECTRA, MG AND SP ALARM PANELS
MG5050+ | Yes | Yes | Yes | Yes | Yes | Yes | Yes | Yes | Yes | Yes
SP5500+/6000+/7000+ | Yes | Yes | Yes | Yes | Yes | Yes | Yes | Yes | Yes | Yes
MG5075 | Yes | Yes | Yes | Yes | Yes | Yes | Yes | Yes | Yes | Yes
MG5000/MG5050 | V2.10 and above | V2.10 and above | V2.10 and above | V2.10 and above | V2.10 and above | V4.00 and above | V2.10 and above | V4.00 and above (Note 2) | V4.00 and above (Note 2) | Yes
MG6250 | – | – | – | – | – | – | – | GPRS14 | – | –
SP65/4000 | V3.42 and above | V3.42 and above | V3.42 and above | V3.42 and above | V3.42 and above | V3.42 and above | V3.42 and above | V3.42 and above | V3.42 and above | Yes
SP5500/6000/7000 | V3.42 and above | V3.42 and above | V3.42 and above | V3.42 and above | V3.42 and above | V3.42 and above | V3.42 and above | V3.42 and above | V3.42 and above | Yes
SPC 1728/1738/1759MG | – | – | – | – | – | – | – | – | – | Yes
ESPRIT AND E-SERIES ALARM PANELS
E55 | – | – | – | – | Web Access Only | Web Access Only. Not report. | – | V3.00 and above | V3.00 and above | Yes
E65 | – | – | – | – | V2.10 and above | V2.10 and above | – | V2.10 and above | V2.10 and above | Yes
ESPRIT 728/738/748 | – | – | – | – | – | – | – | – | – | Yes
* For GPRS communication V2.02 will be needed
NOTE 1 Use K641/K641R V1.51 or higher
NOTE 2 With K32LCD V1.22 or higher
IP and PCS Modules

## NEware
Discontinued Product/Version
Should be compatible (Not testing discontinued products with new products/versions)
NEware
| V5.XX | V4.5X | V4.33 | V4.10 SP2 | V4.10 SP1 | V4.00 SP3 | V4.00 SP2 | V3.00 SP4 | V3.00 SP3 | V2.20
ACCESS MODULES AND KEYPADS
K641R | Yes | Yes | Yes | Yes | Yes | Yes | Yes | Yes | – | –
ACM12 | Yes | Yes | Yes | Yes | Yes | Yes | Yes | Yes | – | –
DGP-ACM11 | Yes | Yes | Yes | Yes | Yes | Yes | Yes | Yes | – | –
DGP2-641R/RB | Yes | Yes | Yes | Yes | Yes | Yes | Yes | Yes | Yes | Yes
DGP2-ACM1P | Yes | Yes | Yes | Yes | Yes | Yes | Yes | Yes | Yes | Yes
DGP2-ACM1 | Yes | Yes | Yes | Yes | Yes | Yes | Yes | Yes | Yes | Yes
DGP-641ACC | Yes | Yes | Yes | Yes | Yes | Yes | Yes | Yes | Yes | Yes
DGP-641AC | Yes | Yes | Yes | Yes | Yes | Yes | Yes | Yes | Yes | Yes
DGP-ACM1 | Yes | Yes | Yes | Yes | Yes | Yes | Yes | Yes | Yes | Yes
PANELS
EVOHD+ | Yes | – | – | – | – | – | – | – | – | –
EVO192 | Yes | Yes | Yes | Yes | Yes | Yes | Yes | – | – | –
EVOHD | Yes | Yes | Yes | Yes | Yes | Yes | Yes | – | – | –
EVO48 | Yes | Yes | Yes | Yes | Yes | Yes | Yes | – | – | –
EVO96 | Yes | Yes | Yes | Yes | Yes | Yes | Yes | Yes | Yes | –
DGP-NE96 | – | – | – | – | – | – | – | Yes | Yes | Yes
DGP-848 | – | – | – | – | – | – | – | – | – | –
DGP-48 | – | – | – | – | – | – | – | – | – | –
NEware Software Compatibility

## PGM
Discontinued Product/Version
Should be compatible (Not testing discontinued products with new products/versions)
Old panel version below V6.XX (for EVO192, EVOHD) and for EVOHD+ v1.xx and above
Module | Version | Module's PGM sections programming (4003) | PGM will follow module's PGM sections | Babyware PGM programming
|  |  |  | PGM programming page |  | Module programming page (Note 1)
|  |  |  | Appear in the list | PGM can be programmed | PGM can be programmed
PGM4 | V5.00.000 and below | Available | Yes | Yes | Yes | No
PGM4 | V5.01.006 and above | Available | No | Yes | No | No
PGM82 | V1.00.22 | No PGM sections | No | No | No | No
ZX8 | V6.10 and below | Available | Yes | Yes | Yes | No
ZX82 | V1.00.017 and above | No PGM | No PGM | Yes | No PGM | No PGM
RTX3 | V5.10 and above | Available | Yes | Yes | Yes | No
ACM12 | V4.21 and below | Available | Yes | Yes | Yes | No
ACM12 | V4.50 and up | Available (new PGM option) | Yes | No | No | Yes
2WPGM | All | Available | Yes | Yes | Yes | No
New panel version 6.80 and above (for EVO192, EVOHD) and for EVOHD+ v1.xx and above | [7 empty] | PGM's controlled through BlueEye and Insite Gold
Module | Version | Module's PGM sections programming (4003) | PGM will follow module's PGM sections | PGM will follow new panel's section 0901-0932 | Babyware PGM programming
[5 empty] | Show Module's PGMs | Show Panel PGMs | Module programming page (Note 1)
[5 empty] | Appear in the list | Appear in the list | PGM can be programmed
PGM4 | V3.00.019 and below | Available | Yes | No | Yes | Yes | No | No
PGM4 | V5.01.006 and above | Available | No | Yes | No | Yes | No | Yes
PGM82 | V1.00.22 | No PGM sections | No | Yes | No | Yes | No | Yes
ZX8 | V6.10 and below | Available | Yes | No | Yes | No | No | No
ZX82 | V1.00.017 | No PGM | No PGM | No PGM | Yes | No | No PGM | No
RTX3 | V5.31 and below | Available | Yes | No | Yes | Yes | No | Yes
RTX3 | V5.40.009 and above | Available | No | Yes | No | Yes | No | Yes
ACM12 | V4.21 and below | Available | Yes | No | Yes | No | No | No
ACM12 | V4.50 and above | Available | Yes | No | No | No | Yes | No
2WPGM | All | Available | Yes | No | No | No | Yes | Yes
NOTE 1 PGM can be programmed directly in the module
PGM Programming Guide

## SP5500¦SP6000¦SP7000
Discontinued Product/Version
Should be compatible (Not testing discontinued products with new products/versions)
SP5500 / SP6000 / SP7000
| V7.14 - 7.15* | V7.00 | V6.80 - V6.90 | V6.10 | V5.18 - V5.20 | V5.00 | V4.72 - V4.94 | V4.54 | V4.04 - V4.14 | V3.42 | V3.30 | V3.24 | V3.22 | V3.0 | V2.30 - V2.40 | V2.10 - V2.22 | V2.00
KEYPADS
TM70 | Yes | Yes | Yes | Yes | Yes | Yes | Yes | – | – | – | – | – | – | – | – | – | –
TM50 | Yes | Yes | Yes | Yes | Yes | Yes | Yes | – | – | – | – | – | – | – | – | – | –
K32LCD+ | Yes | Yes | Yes | Yes | Yes | Yes | Yes | Yes | Yes | Yes | Yes | Yes | Yes | Yes | – | – | –
K32+ | Yes | Yes | Yes | Yes | Yes | Yes | Yes | Yes | Yes | Yes | Yes | Yes | Yes | Yes | – | – | –
K10V/K10H | Note 2 |  |  |  |  | Requires modules V5.00 only | Keypads V2.00 and up
K35 (K32I) | Yes | Yes | Yes | Yes | Yes |  | Yes | Yes | Yes | Yes | Yes | Yes | Yes | Yes | Yes | – | –
K636 | Yes | Yes | Yes | Yes | Yes |  | Yes | Yes | Yes | Yes | Yes | Yes | Yes | Yes | – | – | –
K32LCD | Note 3 | [5 empty] | Expect reduced performance with keypad V1.14 or lower | [5 empty] | Yes | Yes | Yes | – | –
K32LX | Yes | Yes | Yes | Yes | Yes | Yes | Yes | – | – | – | – | – | – | – | – | – | –
K32 | Yes | Yes | Yes | Yes | Yes | Requires modules V5.00 only | Yes | Yes | Yes | Yes | Yes | Yes | Keypad V2.04 and up
TM40 | Yes | Yes | Yes | Yes | Yes | Yes | Yes | – | – | – | – | – | – | – | – | – | –
WIRELESS KEYPADS
K38 | Requires RTX3 / K32LX | [5 empty] | Requires RTX3 | [6 empty] | – | – | – | –
K37 (K32IRF) | Requires RTX3 / K32LX | [5 empty] | Requires RTX3 / K32LX | [6 empty] | – | – | – | –
K32RF | Requires RTX3 / K32LX | [5 empty] | Requires RTX3 / K32LX | [6 empty] | Requires the use of a RTX3
CAMERAS
DB7 DOORBELL | Yes | Yes | Yes | Yes | – | – | – | – | – | – | – | – | – | – | – | – | –
HD78 | Yes | Yes | Yes | Yes | – | – | – | – | – | – | – | – | – | – | – | – | –
HD88 | Yes | Yes | Yes | Yes | – | – | – | – | – | – | – | – | – | – | – | – | –
ZONE EXPANSION
ZX22 | Requires RTX3 | – | – | – | – | – | – | – | – | – | – | – | – | – | – | – | –
ZX8 | Yes | Yes | Yes | Yes | Yes | Requires modules V5.00 only | Yes | Yes | Yes | Yes | Yes | Yes | Yes | Yes | Yes | Yes | Yes
ZX8SP | Yes | Yes | Yes | Yes | Yes |  | Yes | Yes | Yes | Yes | Yes | Yes | Yes | Yes | Yes | Yes | Yes
ZX82 | Yes | Yes | Yes | – | – |  | – | – | – | – | – | – | – | – | – | – | –
RTX3 | Yes | Yes | Yes | Yes | Yes |  | Yes | Yes | Yes | Yes | Yes | Yes | Yes | Yes | Yes | Yes | Yes
RX1 | Yes | Yes | Yes | Yes | Yes |  | Yes | Yes | – | – | – | – | – | – | – | – | –
WIRELESS DOOR CONTACTS
DCTXP2 | Requires RTX3 / K32LX / RX1 | [6 empty] | Requires RTX3 / RX1
DCT6
DCT10
DCT2
MG-DCT1
MG-DCTXP
WIRELESS DETECTORS
PMD2P | Requires RTX3 / RX1 | [6 empty] | Requires RTX3 / RX1
NV780MR
NV37MR
NV75MR
NV35MR
PMD1P
PMD75N
PMD75
PMD85
WD1 | Note 6 | Note 6 | – | – | – | – | – | – | – | – | – | – | – | – | – | – | –
WIRELESS MULTI-AXIS DETECTOR
GS250 (GPOWER) | Requires RTX3 / K32LX / RX1 | [6 empty] | Requires RTX3 / RX1
WIRELESS SMOKE DETECTORS
SD360 | Requires RTX3 / K32LX / RX1 | [6 empty] | Requires RTX3 / RX1
SD738
WIRELESS SIRENS
SR250 | Requires RTX3 | [6 empty] | Requires RTX3 |  | – | – | – | – | – | – | – | –
SR230 | Requires RTX3 / K32LX | [8 empty] | – | – | – | – | – | – | – | –
SR150 V1.10 | [9 empty] | – | – | – | – | – | – | – | –
SR130 | [9 empty] | – | – | – | – | – | – | – | –
SR120 | [9 empty] | – | – | – | – | – | – | – | –
WIRELESS PROGRAMMABLE OUTPUT
2WPGM | Requires RTX3 / K32LX | [6 empty] | Requires RTX3
REMOTE CONTROLS
REM101 | Requires RTX3 / K32LX / RX1 | [6 empty] | Requires RTX3 / RX1
REM1
REM15
REM2 | Requires RTX3 / K32LX | [6 empty] | Requires RTX3 | [6 empty] | Requires RTX3
REM25 | [14 empty] | Requires RTX3
REM3 | [14 empty] | – | – | –
RAC1 | Requires RTX3 / K32LX / RX1 | [6 empty] | Requires RTX3 / RX1
WIRELESS REPEATER
RPT1+ | Requires RTX3 | [6 empty] | Requires RTX3
RPT1 | Requires RTX3 / K32LX | [6 empty] | Requires RTX3
REPORTING AND COMMUNICATION
IP180 | Note 1 | [9 empty] | – | – | – | – | – | – | –
IP150+MQ (v6) | [10 empty] | – | – | – | – | – | – | –
IP150+ | Note 1 | [9 empty] | – | – | – | – | – | – | –
PCS265V8 | Note 7 | Note 7 | Note 7 | Note 7 | Note 7 | Note 7 | Note 7 | Note 7 | Note 7 | Note 7 | – | – | – | – | – | – | –
PCS265V7 | Note 7 | Note 7 | Note 7 | Note 7 | Note 7 | Note 7 | Note 7 | Note 7 | Note 7 | Note 7 | – | – | – | – | – | – | –
VDMP3 | Yes | Yes | Yes | Yes | Yes | Yes | Yes | Yes | Yes | Yes | Yes | Yes | Yes | Yes | – | – | –
307USB | Yes | Yes | Yes | Yes | Yes | Yes | Yes | Yes | Yes | Yes | Yes | Yes | Yes | Yes | Yes | Yes | Yes
PCS265LTE | Yes | Yes | Yes | Yes | Yes | Yes | Yes | Yes | Yes | Yes | – | – | – | – | – | – | –
IP150M (v6) | Note 8 | [9 empty] | – | – | – | – | – | – | –
IP150 | Yes | Yes | Yes | Yes | Yes | Yes | Yes | Yes | Yes | Yes | – | – | – | – | – | – | –
PCS200 V2.01 GSM / GPRS | K32LCD V1.22 or WinLoad is required | [9 empty] | – | – | – | – | – | – | –
PCS200 V1.00 GSM Edition | [10 empty] | K32LCD V1.22 or WinLoad is required |  |  |  | – | – | –
PCS250/G | Note 1 | [9 empty] | – | – | – | – | – | – | –
PCS260/265 | [10 empty] | – | – | – | – | – | – | –
PCS300 | Yes | Yes | Yes | Yes | Yes | Yes | Yes | Yes | Yes | Yes | Yes | Yes | Yes | Yes | Yes | Yes | Yes
IP100 V1.50 (IP Reporting) | [10 empty] | – | – | – | – | – | – | –
IP100 V1.00 | Yes | Yes | Yes | Yes | Yes | Yes | Yes | Yes | Yes | Yes | Yes | Yes | Yes | Yes | Yes | Yes | –
PCS100 V1.60 GPRS Edition | Keypad K32LCD V1.22 | [9 empty] | – | – | – | – | – | – | –
PCS100 V1.07 GSM Edition | Requires keypad K32LCD V1.10 or WinLoad for programming | [13 empty] | – | – | –
PERIPHERAL MODULES
HUB2 | Yes | Yes | Yes | Yes | Yes | Modules V5.00 only | Yes | Yes | Yes | Yes | Yes | Yes | Yes | Yes | Yes | Yes | Yes
PGM4 | Yes | Yes | Yes | Yes | Yes |  | PGM4 V3.00 and up only | [7 empty] | – | – | –
PGM82 | Yes | Yes | Yes | – | – | – | – | – | – | – | – | – | – | – | – | – | –
BUS2SER | – | – | – | – | – | – | – | – | – | – | – | – | – | – | – | – | –
PRT3 | – | – | – | – | – | – | – | – | – | – | – | – | – | – | – | – | –
PS25 | Yes | Yes | Yes | – | – | – | – | – | – | – | – | – | – | – | – | – | –
PS45 | Yes | Yes | Yes | – | – | – | – | – | – | – | – | – | – | – | – | – | –
APR3-PRT1 | – | – | – | – | – | – | – | – | – | – | – | – | – | – | – | – | –
PROGRAMMING KEYS
PMC5 | – | – | – | Yes | Yes | Yes | Yes | Yes | Yes | Yes | Yes | Yes | Yes | Yes | Yes | Yes | Yes
PMC4 | – | – | – | Yes | Yes | Yes | Yes | Yes | Yes | Yes | Yes | Yes | Yes | Yes | Yes | Yes | Yes
PMC3 | – | – | – | – | – | – | – | – | – | – | – | – | – | – | – | – | –
PMC1 | – | – | – | – | – | – | – | – | – | – | – | – | – | – | – | – | –
SOFTWARE
BLUEEYE | Note 9 | [9 empty] | – | – | – | – | – | – | –
INSITE GOLD | Note 4 |  |  |  | Note 5 | [5 empty] | – | – | – | – | – | – | –
BABYWARE | Yes | Yes | Yes | Yes | Yes | Yes | Yes | – | – | – | – | – | – | – | – | – | –
WINLOAD | Yes | Yes | Yes | Yes | Yes | Yes | Yes | Yes | Yes | Yes | Yes | Yes | Yes | Yes | Yes | Yes | Yes
IPARADOX | Requires an IP100 V5.10 or an IP150 V1.39 or below
* Customized version
NOTE 1 Required to program information: K32LCD V1.22 or higher / Touchscreen TM40/50/70 or BabyWare / WinLoad
NOTE 2 Keypads V2.00 and above
NOTE 3 Expect reduced performance with keypad V1.14 or lower
NOTE 4 Available to download from the app stores, used to connect to sites with HD78/HD88 cameras, no new updates except critical bug fixes. Requires IP150/PCS modules V4.00 and above or HD78/88. MQTT modules not supported.
NOTE 5 Available to download from the app stores, used to connect to sites with HD78/HD88 cameras, no new updates except critical bug fixes. Requires IP150/PCS modules V4.00 and above, HD78/88 not supported. MQTT modules not supported.
NOTE 6 Requires panel version V6.94 and above + RTX3 V5.50 and above
NOTE 7 Not supported on EBUS, only on Serial Port. Required to program information: K32LCD V1.22 or higher / Touchscreen TM40/50/70 or BabyWare / WinLoad
NOTE 8 Firmware V6.xx available as an upgrade of IP150 from TURN to MQTT (IPC10 reporting only, BlueEye connectivity only, downgrading is NOT available, must have paid Swan site for remote connection of Babyware/Infield/NEware).
NOTE 9 Requires IP150/PCS modules V4.00 and above, HD78/88 not supported
SP5500/SP6000/SP7000

## MG5075
Discontinued Product/Version
Should be compatible (Not testing discontinued products with new products/versions)
MG5075
| 1.03 | 1.02
KEYPADS
TM70 | Yes | Yes
TM50 | Yes | Yes
K32LCD+ | Yes | Yes
K32+ | Yes | Yes
K10V/K10H | Keypads V2.00 and above
K35 (K32I) | Yes | Yes
K636 | Yes | Yes
K32LX | – | –
K32 | Yes | Yes
K32LCD | Keypad K32LCD V1.32 and up is required
TM40 | Yes | Yes
WIRELESS KEYPADS
K38 | Yes | Yes
K37 (K32IRF) | Yes | Yes
K32RF | Yes | Yes
CAMERAS
DB7 DOORBELL | Yes | Yes
HD78 | Yes | Yes
HD88 | Yes | Yes
ZONE EXPANSION
ZX22 | Yes | Yes
ZX8 | Yes | Yes
ZX8SP | Yes | Yes
ZX82 | Yes | Yes
RTX3 | – | –
RX1 | – | –
WIRELESS DOOR CONTACTS
DCTXP2 | Yes | Yes
DCT6 | Yes | Yes
DCT10 | Yes | Yes
DCT2 | Yes | Yes
MG-DCT1 | Yes | Yes
MG-DCTXP | Yes | Yes
WIRELESS DETECTORS
NV780MR | Yes | Yes
NV37MR | Yes | Yes
PMD75N | Yes | Yes
PMD2P | Yes | Yes
NV75MR | Yes | Yes
NV35MR | Yes | Yes
PMD1P | Yes | Yes
PMD75 | Yes | Yes
PMD85 | Yes | Yes
WD1 | Note 3 | Note 3
WIRELESS GLASSBREAK DETECTOR
G550 | Yes | Yes
WIRELESS MULTI-AXIS DETECTOR
GS250 (GPOWER) | Yes | Yes
WIRELESS SMOKE DETECTORS
SD360 | Yes | Yes
SD738 | Yes | Yes
WS588P | Yes | Yes
WC588P | Yes | Yes
WH588P | Yes | Yes
WIRELESS SIRENS
SR250 | Yes | Yes
SR230 | Yes | Yes
SR150 | Yes | Yes
SR130 | Yes | Yes
SR120 | Yes | Yes
WIRELESS PROGRAMMABLE OUTPUT
2WPGM | Yes | Yes
REMOTE CONTROLS
REM101 | Yes | Yes
REM1 | Yes | Yes
REM15 | Yes | Yes
REM2 | Yes | Yes
REM25 | Yes | Yes
REM3 | Yes | Yes
RAC1 | Yes | Yes
WIRELESS REPEATER
RPT1+ | Yes | Yes
RPT1 | Yes | Yes
REPORTING AND COMMUNICATION
IP180 | Yes | Yes
IP150+MQ | Yes | Yes
IP150+ | Yes | Yes
IP150M (v6) | Note 4 | Note 4
PCS265V8 | Note 3 | Note 3
PCS265V7 | Note 3 | Note 3
PCS265LTE | Note 1
307USB | Yes | Yes
VDMP3 | Yes | Yes
IP150 | Yes | Yes
IP100 V1.50 (IP Reporting) | Yes | Yes
IP100 V1.00 | Yes | Yes
PCS250/G | Note 1
PCS260/265
PCS300 | Yes | Yes
PCS200 V2.01 GSM / GPRS | Keypad K32LCD V1.22 or WinLoad is required for programming
PCS200 V1.00 GSM Edition | Keypad K32LCD V1.10
PCS100 V1.60 GPRS Edition | – | –
PCS100 V1.07 GSM Edition | Keypad K32LCD V1.10
PERIPHERAL MODULES
HUB2 | Yes | Yes
PGM4 | PGM4 V3.00 and up only
PGM82 | Yes | Yes
BUS2SER | – | –
PRT3 | – | –
PS25 | Yes | Yes
PS45 | Yes | Yes
APR3-PRT1 | – | –
PROGRAMMING KEYS
PMC5 | – | –
PMC4 | – | –
PMC3 | – | –
PMC1 | – | –
SOFTWARE
BLUEEYE | Note 5
INSITE GOLD | Note 2
BABYWARE | Yes | Yes
WINLOAD | – | –
IPARADOX | Requires an IP100 V5.10 or an IP150 V1.39 or below
NOTE 1 Required to program information: K32LCD V1.22 or higher / Touchscreen TM40/50/70 or BabyWare
NOTE 2 Available to download from the app stores, used to connect to sites with HD78/HD88 cameras, no new updates except critical bug fixes. Requires IP150/PCS modules V4.00 and above or HD78/88. MQTT modules not supported.
NOTE 3 Not supported on EBUS, only on Serial Port.
NOTE 4 Firmware V6.xx available as an upgrade of IP150 from TURN to MQTT (IPC10 reporting only, BlueEye connectivity only, downgrading is NOT available, must have paid Swan site for remote connection of Babyware/Infield/NEware).
NOTE 5 Requires IP150/PCS modules V4.00 and above, HD78/88 not supported
MG5075

## MG5050
Discontinued Product/Version
Should be compatible (Not testing discontinued products with new products/versions)
MG5050
| V7.16 - V7.17* | V7.00 - V7.14 | V6.84 - V6.94 | V4.96 - V5.18 | V4.72 - V4.74 | V4.16 - V4.54 | V4.04 - V4.14 | V3.24 | V3.22 | V3.0 | V2.30 - V2.40 | V2.01 - V2.22
KEYPADS
TM70 | Yes | Yes | Yes | Yes | Yes | – | – | – | – | – | – | –
TM50 | Yes | Yes | Yes | Yes | Yes | – | – | – | – | – | – | –
K32LCD+ | Yes | Yes | Yes | Yes | Yes | Yes | Yes | Yes | Yes | – | – | –
K32+ | Yes | Yes | Yes | Yes | Yes | Yes | Yes | Yes | Keypad V2.04 or higher
K10V/K10H | Keypads V2.00 and above
K35 (K32I) | Yes | Yes | Yes | Yes | Yes | Yes | Yes | Yes | Yes | Yes | Yes | –
K636 | Yes | Yes | Yes | Yes | Yes | Yes | Yes | Yes | Yes | Yes | – | –
K32LX | – | – | – | – | – | – | – | – | – | – | – | –
K32 | Yes | Yes | Yes | Yes | Yes | Yes | Yes | Yes | Keypad V2.04 or higher
K32LCD | Keypad K32LCD V1.32 and up is required | [7 empty] | Yes | Yes | Yes | –
TM40 | Yes | Yes | Yes | Yes | Yes | – | – | – | – | – | – | –
WIRELESS KEYPADS
K38 | Yes | Yes | Yes | Yes | Yes | Yes | Yes | Yes | Yes | – | – | –
K37 (K32IRF) | Yes | Yes | Yes | Yes | Yes | Yes | Yes | Yes | Yes | – | – | –
K32RF | Yes | Yes | Yes | Yes | Yes | Yes | Yes | Yes | Yes | Yes | Yes | Yes
CAMERAS
DB7 DOORBELL | Yes | Yes | Yes | Yes | Yes | Yes | Yes | – | – | – | – | –
HD78 | – | – | – | – | – | – | – | – | – | – | – | –
HD88 | – | – | – | – | – | – | – | – | – | – | – | –
ZONE EXPANSION
ZX22 | Yes | Yes | Yes | Yes | – | – | – | – | – | – | – | –
ZX8 | Yes | Yes | Yes | Yes | Yes | Yes | Yes | Yes | Yes | Yes | Yes | Yes
ZX8SP | Yes | Yes | Yes | Yes | Yes | Yes | Yes | Yes | Yes | Yes | – | –
ZX82 | Yes | Yes | Yes | – | – |  | – | – | – | – | – | –
RTX3 | – | – | – | – | – | – | – | – | – | – | – | –
RX1 | – | – | – | – | – | – | – | – | – | – | – | –
WIRELESS DOOR CONTACTS
DCTXP2 | Yes | Yes | Yes | Yes | Yes | Yes | Yes | Yes | Yes | Yes | Yes | Yes
DCT6 | Yes | Yes | Yes | Yes | Yes | Yes | Yes | Yes | Yes | Yes | Yes | Yes
DCT10 | Yes | Yes | Yes | Yes | Yes | Yes | Yes | Yes | Yes | Yes | Yes | Yes
DCT2 | Yes | Yes | Yes | Yes | Yes | Yes | Yes | Yes | Yes | Yes | Yes | Yes
MG-DCT1 | Yes | Yes | Yes | Yes | Yes | Yes | Yes | Yes | Yes | Yes | Yes | Yes
MG-DCTXP | Yes | Yes | Yes | Yes | Yes | Yes | Yes | Yes | Yes | Yes | Yes | Yes
WIRELESS DETECTORS
NV780MR | Yes | Yes | Yes | Yes | Yes | Yes | Yes | Yes | Yes | Yes | Yes | Yes
NV37MR | Yes | Yes | Yes | Yes | Yes | Yes | Yes | Yes | Yes | Yes | Yes | Yes
PMD75N | Yes | Yes | Yes | Yes | Yes | Yes | Yes | Yes | Yes | Yes | Yes | Yes
PMD2P | Yes | Yes | Yes | Yes | Yes | Yes | Yes | Yes | Yes | Yes | Yes | Yes
NV75MR | Yes | Yes | Yes | Yes | Yes | Yes | Yes | Yes | Yes | Yes | Yes | Yes
NV35MR | Yes | Yes | Yes | Yes | Yes | Yes | Yes | Yes | Yes | Yes | Yes | Yes
PMD1P | Yes | Yes | Yes | Yes | Yes | Yes | Yes | Yes | Yes | Yes | Yes | Yes
PMD75 | Yes | Yes | Yes | Yes | Yes | Yes | Yes | Yes | Yes | Yes | Yes | Yes
PMD85 | Yes | Yes | Yes | Yes | Yes | Yes | Yes | Yes | Yes | Yes | Yes | Yes
WD1 | Note 3 | Note 3 | Note 3 | Note 3 | – | – | – | – | – | – | – | –
WIRELESS GLASSBREAK DETECTOR
G550 | Yes | Yes | Yes | Yes | Yes | Yes | Yes | Yes | Yes | Yes | Yes | Yes
WIRELESS MULTI-AXIS DETECTOR
GS250 (GPOWER) | Yes | Yes | Yes | Yes | Yes | Yes | Yes | Yes | Yes | Yes | Yes | Yes
WIRELESS SMOKE DETECTORS
SD360 | Yes | Yes | Yes | Yes | Yes | Yes | Yes | Yes | Yes | Yes | Yes | Yes
SD738 | Yes | Yes | Yes | Yes | Yes | Yes | Yes | Yes | Yes | Yes | Yes | Yes
WS588P | Yes | Yes | Yes | Yes | Yes | Yes | Yes | Yes | Yes | Yes | Yes | Yes
WC588P | Yes | Yes | Yes | Yes | Yes | Yes | Yes | Yes | Yes | Yes | Yes | Yes
WH588P | Yes | Yes | Yes | Yes | Yes | Yes | Yes | Yes | Yes | Yes | Yes | Yes
WIRELESS SIRENS
SR250 | Yes | Yes | Yes | Yes | Yes | Yes | Yes | – | – | – | – | –
SR230 | Yes | Yes | Yes | Yes | Yes | Yes | Yes | – | – | – | – | –
SR150 | Yes | Yes | Yes | Yes | Yes | Yes | Yes | – | – | – | – | –
SR130 | Yes | Yes | Yes | Yes | Yes | Yes | Yes | – | – | – | – | –
SR120 | Yes | Yes | Yes | Yes | Yes | Yes | Yes | – | – | – | – | –
WIRELESS PROGRAMMABLE OUTPUT
2WPGM | Yes | Yes | Yes | Yes | Yes | Yes | Yes | Yes | Yes | Yes | Yes | Yes
REMOTE CONTROLS
REM101 | Yes | Yes | Yes | Yes | Yes | Yes | Yes | Yes | Yes | Yes | Yes | Yes
REM1 | Yes | Yes | Yes | Yes | Yes | Yes | Yes | Yes | Yes | Yes | Yes | Yes
REM15 | Yes | Yes | Yes | Yes | Yes | Yes | Yes | Yes | Yes | Yes | Yes | Yes
REM2 | Yes | Yes | Yes | Yes | Yes | Yes | Yes | Yes | Yes | Yes | Yes | Yes
REM25 | Yes | Yes | Yes | Yes | Yes | Yes | Yes | Yes | Yes | Yes | Yes | Yes
REM3 | Yes | Yes | Yes | Yes | Yes | Yes | Yes | Yes | Yes | Yes | – | –
RAC1 | Yes | Yes | Yes | Yes | Yes | Yes | Yes | Yes | Yes | Yes | Yes | Yes
WIRELESS REPEATER
RPT1+ | Note 3 |  |  |  | – | – | – | – | – | – | – | –
RPT1 | Yes | Yes | Yes | Yes | Yes | Yes | Yes | Yes | Yes | Yes | Yes | Yes
REPORTING AND COMMUNICATION
IP180 | Yes | Yes | Yes | Yes | Yes | Yes | Yes | – | – | – | – | –
IP150+MQ | Yes | Yes | Yes | Yes | Yes | Yes | Yes | – | – | – | – | –
IP150+ | Yes | Yes | Yes | Yes | Yes | Yes | Yes | – | – | – | – | –
IP150M (v6) | Note 6 | Note 6 | Note 6 | Note 6 | Note 6 | Note 6 | Note 6 | – | – | – | – | –
PCS265V8 | Note 4 | Note 4 | Note 4 | Note 4 | Note 4 | Note 4 | Note 4 | – | – | – | – | –
PCS265V7 | Note 4 | Note 4 | Note 4 | Note 4 | Note 4 | Note 4 | Note 4 | – | – | – | – | –
PCS265LTE | Note 1 | [6 empty] | – | – | – | – | –
307USB | Yes | Yes | Yes | Yes | Yes | Yes | Yes | Yes | Yes | Yes | Yes | Yes
VDMP3 | Yes | Yes | Yes | Yes | Yes | Yes | Yes | Yes | Yes | Yes | – | –
IP150 | Yes | Yes | Yes | Yes | Yes | Yes | Yes | – | – | – | – | –
IP100 V1.50 (IP Reporting) | Yes | Yes | Yes | Yes | Yes | Yes | Yes | – | – | – | – | –
IP100 V1.00 | Yes | Yes | Yes | Yes | Yes | Yes | Yes | Yes | Yes | Yes | Yes | Yes
PCS250/G | Note 1 | [6 empty] | – | – | – | – | –
PCS260/265 | [7 empty] | – | – | – | – | –
PCS300 | Yes | Yes | Yes | Yes | Yes | Yes | Yes | Yes | Yes | Yes | Yes | Yes
PCS200 V2.01 GSM / GPRS | Keypad K32LCD V1.22 or WinLoad is required for programming | [6 empty] | – | – | – | – | –
PCS200 V1.00 GSM Edition | Keypad K32LCD V1.10 | [9 empty] | – | –
PCS100 V1.60 GPRS Edition | – | – | – | – | – | – | – | – | – | – | – | –
PCS100 V1.07 GSM Edition | Keypad K32LCD V1.10 | [9 empty] | – | –
PERIPHERAL MODULES
HUB2 | Yes | Yes | Yes | Yes | Yes | Yes | Yes | Yes | Yes | Yes | Yes | Yes
PGM4 | PGM4 V3.00 and up only | [9 empty] | – | –
PGM82 | Yes | Yes | Yes | – | – | – | – | – | – | – | – | –
BUS2SER | – | – | – | – | – | – | – | – | – | – | – | –
PRT3 | – | – | – | – | – | – | – | – | – | – | – | –
PS25 | Yes | Yes | Yes | – | – | – | – | – | – | – | – | –
PS45 | Yes | Yes | Yes | – | – | – | – | – | – | – | – | –
APR3-PRT1 | – | – | – | – | – | – | – | – | – | – | – | –
PROGRAMMING KEYS
PMC5 | – | – | – | Yes | Yes | Yes | Yes | Yes | Yes | Yes | Yes | Yes
PMC4 | – | – | – | Yes | Yes | Yes | Yes | Yes | Yes | Yes | Yes | Yes
PMC3 | – | – | – | – | – | – | – | – | – | – | – | –
PMC1 | – | – | – | – | – | – | – | – | – | – | – | –
SOFTWARE
BLUEEYE | Note 2 | [6 empty] | – | – | – | – | –
INSITE GOLD | Note 5 | [6 empty] | – | – | – | – | –
BABYWARE | Yes | Yes | Yes | Yes | Yes | – | – | – | – | – | – | –
WINLOAD | Yes | Yes | Yes | Yes | Yes | Yes | Yes | Yes | Yes | Yes | Yes | Yes
IPARADOX | Requires an IP100 V5.10 or an IP150 V1.39 or below
* Customized version
NOTE 1 Required to program information: K32LCD V1.22 or higher / Touchscreen TM40/50/70 or BabyWare / WinLoad
NOTE 2 Requires IP150/PCS modules V4.00 and above, HD78/88 not supported
NOTE 3 Requires panel version V4.88 or V6.94 and above
NOTE 4 Not supported on EBUS, only on Serial Port. Required to program information: K32LCD V1.22 or higher / Touchscreen TM40/50/70 or BabyWare / WinLoad
NOTE 5 Available to download from the app stores, used to connect to sites with HD78/HD88 cameras, no new updates except critical bug fixes. Requires IP150/PCS modules V4.00 and above or HD78/88. MQTT modules not supported.
NOTE 6 Firmware V6.xx available as an upgrade of IP150 from TURN to MQTT (IPC10 reporting only, BlueEye connectivity only, downgrading is NOT available, must have paid Swan site for remote connection of Babyware/Infield/NEware).
MG5050

## MG5000
Discontinued Product/Version
Should be compatible (Not testing discontinued products with new products/versions)
MG5000
| V4.92 | V4.84 - V4.90 | V4.74 - V4.76 | V4.16 - V4.54 | V4.04 - V4.14 | V3.24 | V3.22 | V3.0 | V2.30 - V2.40 | V2.00 - V2.22 | V1.40 | V1.30 | V1.00
KEYPADS
TM70 | Yes | Yes | Yes | – | – | – | – | – | – | – | – | – | –
TM50 | Yes | Yes | Yes | – | – | – | – | – | – | – | – | – | –
K32LCD+ | Yes | Yes | Yes | Yes | Yes | Yes | Yes | Yes | – | – | – | – | –
K32+ | Yes | Yes | Yes | Yes | Yes | Yes | Yes | Yes | – | – | – | – | –
K10V/K10H | Keypads V2.00 and above | [9 empty] | Keypad V1.00
K35 (K32I) | Yes | Yes | Yes | Yes | Yes | Yes | Yes | Yes | Yes | – | – | – | –
K636 | Yes | Yes | Yes | Yes | Yes | Yes | Yes | Yes | – | – | – | – | –
K32LX | – | – | – | – | – | – | – | – | – | – | – | – | –
K32 | Yes | Yes | Yes | Yes | Yes | Yes | Keypad V2.04 or higher |  |  |  | Keypad V2.00 or above
K32LCD | Keypad K32LCD V1.32 and up is required | [5 empty] | Yes | Yes | Yes | – | – | – | –
TM40 | Yes | Yes | Yes | – | – | – | – | – | – | – | – | – | –
WIRELESS KEYPADS
K38 | Yes | Yes | Yes | Yes | Yes | Yes | Yes | – | – | – | – | – | –
K37 | Yes | Yes | Yes | Yes | Yes | Yes | Yes | – | – | – | – | – | –
K32RF | Yes | Yes | Yes | Yes | Yes | Yes | Yes | Yes | Yes | Yes | Yes | Yes | –
CAMERAS
DB7 DOORBELL | Yes | Yes | Yes | Yes | Yes | – | – | – | – | – | – | – | –
HD78 | – | – | – | – | – | – | – | – | – | – | – | – | –
HD88 | – | – | – | – | – | – | – | – | – | – | – | – | –
ZONE EXPANSION
ZX22 | Yes | Yes | – | – | – | – | – | – | – | – | – | – | –
ZX8 | Yes | Yes | Yes | Yes | Yes | Yes | Yes | Yes | Yes | Yes | – | – | –
ZX8SP | Yes | Yes | Yes | Yes | Yes | Yes | Yes | Yes | – | – | – | – | –
ZX82 | Yes | Yes | – | – |  | – | – | – | – | – | – | – | –
RTX3 | – | – | – | – | – | – | – | – | – | – | – | – | –
RX1 | – | – | – | – | – | – | – | – | – | – | – | – | –
WIRELESS DOOR CONTACTS
DCTXP2 | Yes | Yes | Yes | Yes | Yes | Yes | Yes | Yes | Yes | Yes | Yes | Yes | Yes
DCT6 | Yes | Yes | Yes | Yes | Yes | Yes | Yes | Yes | Yes | Yes | Yes | Yes | Yes
DCT10 | Yes | Yes | Yes | Yes | Yes | Yes | Yes | Yes | Yes | Yes | Yes | Yes | Yes
DCT2 | Yes | Yes | Yes | Yes | Yes | Yes | Yes | Yes | Yes | Yes | Yes | Yes | Yes
MG-DCT1 | Yes | Yes | Yes | Yes | Yes | Yes | Yes | Yes | Yes | Yes | Yes | Yes | Yes
MG-DCTXP | Yes | Yes | Yes | Yes | Yes | Yes | Yes | Yes | Yes | Yes | Yes | Yes | Yes
WIRELESS DETECTORS
NV780MR | Yes | Yes | Yes | Yes | Yes | Yes | Yes | Yes | Yes | Yes | Yes | Yes | Yes
NV37MR | Yes | Yes | Yes | Yes | Yes | Yes | Yes | Yes | Yes | Yes | Yes | Yes | Yes
PMD75N | Yes | Yes | Yes | Yes | Yes | Yes | Yes | Yes | Yes | Yes | Yes | Yes | Yes
PMD2P | Yes | Yes | Yes | Yes | Yes | Yes | Yes | Yes | Yes | Yes | Yes | Yes | Yes
NV75MR | Yes | Yes | Yes | Yes | Yes | Yes | Yes | Yes | Yes | Yes | Yes | Yes | Yes
NV35MR | Yes | Yes | Yes | Yes | Yes | Yes | Yes | Yes | Yes | Yes | Yes | Yes | Yes
PMD1P | Yes | Yes | Yes | Yes | Yes | Yes | Yes | Yes | Yes | Yes | Yes | Yes | Yes
PMD75 | Yes | Yes | Yes | Yes | Yes | Yes | Yes | Yes | Yes | Yes | Yes | Yes | Yes
PMD85 | Yes | Yes | Yes | Yes | Yes | Yes | Yes | Yes | Yes | Yes | Yes | Yes | Yes
WD1 | Note 3 | Note 3 | – | – | – | – | – | – | – | – | – | – | –
WIRELESS GLASSBREAK DETECTOR
G550 | Yes | Yes | Yes | Yes | Yes | Yes | Yes | Yes | Yes | Yes | Yes | Yes | Yes
WIRELESS MULTI-AXIS DETECTOR
GS250 (GPOWER) | Yes | Yes | Yes | Yes | Yes | Yes | Yes | Yes | Yes | Yes | Yes | Yes | Yes
WIRELESS SMOKE DETECTORS
SD360 | Yes | Yes | Yes | Yes | Yes | Yes | Yes | Yes | Yes | Yes | Yes | Yes | Yes
SD738 | Yes | Yes | Yes | Yes | Yes | Yes | Yes | Yes | Yes | Yes | Yes | Yes | Yes
WS588P | Yes | Yes | Yes | Yes | Yes | Yes | Yes | Yes | Yes | Yes | Yes | Yes | Yes
WC588P | Yes | Yes | Yes | Yes | Yes | Yes | Yes | Yes | Yes | Yes | Yes | Yes | Yes
WH588P | Yes | Yes | Yes | Yes | Yes | Yes | Yes | Yes | Yes | Yes | Yes | Yes | Yes
WIRELESS SIRENS
SR250 | Yes | Yes | Yes | Yes | Yes | – | – | – | – | – | – | – | –
SR230 | Yes | Yes | Yes | Yes | Yes | – | – | – | – | – | – | – | –
SR150 | Yes | Yes | Yes | Yes | Yes | – | – | – | – | – | – | – | –
SR130 | Yes | Yes | Yes | Yes | Yes | – | – | – | – | – | – | – | –
SR120 | Yes | Yes | Yes | Yes | Yes | – | – | – | – | – | – | – | –
WIRELESS PROGRAMMABLE OUTPUT
2WPGM | Yes | Yes | Yes | Yes | Yes | Yes | Yes | Yes | Yes | Yes | Yes | Yes | Yes
REMOTE CONTROLS
REM101 | Yes | Yes | Yes | Yes | Yes | Yes | Yes | Yes | Yes | Yes | Yes | Yes | Yes
REM1 | Yes | Yes | Yes | Yes | Yes | Yes | Yes | Yes | Yes | Yes | Yes | Yes | Yes
REM15 | Yes | Yes | Yes | Yes | Yes | Yes | Yes | Yes | Yes | Yes | Yes | Yes | Yes
REM2 | Yes | Yes | Yes | Yes | Yes | Yes | Yes | Yes | Yes | Yes | Yes | Yes | Yes
REM25 | Yes | Yes | Yes | Yes | Yes | Yes | Yes | Yes | Yes | Yes | Yes | Yes | Yes
REM3 | Yes | Yes | Yes | Yes | Yes | Yes | Yes | Yes | – | – | – | – | –
RAC1 | Yes | Yes | Yes | Yes | Yes | Yes | Yes | Yes | Yes | Yes | Yes | Yes | Yes
WIRELESS REPEATER
RPT1+ | Yes | Yes | – | – | – | – | – | – | – | – | – | – | –
RPT1 | Yes | Yes | Yes | Yes | Yes | Yes | Yes | Yes | Yes | Yes | Yes | – | –
REPORTING AND COMMUNICATION
IP180 | Yes | Yes | Yes | Yes | Yes | – | – | – | – | – | – | – | –
IP150+MQ | Yes | Yes | Yes | Yes | Yes | – | – | – | – | – | – | – | –
IP150+ | Yes | Yes | Yes | Yes | Yes | – | – | – | – | – | – | – | –
IP150M (v6) | Note 6 | Note 6 | Note 6 | Note 6 | Note 6 | – | – | – | – | – | – | – | –
PCS265V8 | Yes | Yes | Yes | Yes | Yes | – | – | – | – | – | – | – | –
PCS265V7 | Yes | Yes | Yes | Yes | Yes | – | – | – | – | – | – | – | –
PCS265LTE | Note 1 | [6 empty] | – | – | – | – | – | –
307USB | Yes | Yes | Yes | Yes | Yes | Yes | Yes | Yes | Yes | Yes | Yes | Yes | Yes
VDMP3 | Yes | Yes | Yes | Yes | Yes | Yes | Yes | Yes | – | – | – | – | –
IP150 | Yes | Yes | Yes | Yes | Yes | – | – | – | – | – | – | – | –
IP100 V1.50 (IP Reporting) | Yes | Yes | Yes | Yes | Yes | Yes | Yes | – | – | – | – | – | –
IP100 V1.00 | Yes | Yes | Yes | Yes | Yes | Yes | Yes | Yes | Yes | Yes | Yes | Yes | Yes
PCS250/G | Note 1 | [6 empty] | – | – | – | – | – | –
PCS260/265 | [7 empty] | – | – | – | – | – | –
PCS300 | Yes | Yes | Yes | Yes | Yes | Yes | Yes | Yes | Yes | Yes | Yes | Yes | Yes
PCS200 V2.01 GSM / GPRS | Keypad K32LCD V1.22 or WinLoad is required for programming | [6 empty] | – | – | – | – | – | –
PCS200 V1.00 GSM Edition | Keypad K32LCD V1.10 | [9 empty] | – | – | –
PCS100 V1.60 GPRS Edition | – | – | – | – | – | – | – | – | – | – | – | – | –
PCS100 V1.07 GSM Edition | Keypad K32LCD V1.10 | [9 empty] | – | – | –
PERIPHERAL MODULES
HUB2 | Yes | Yes | Yes | Yes | Yes | Yes | Yes | Yes | Yes | Yes | Yes | Yes | Yes
PGM4 | PGM4 V3.00 and up only | [7 empty] | – | – | – | – | –
PGM82 | Yes | Yes | – | – | – | – | – | – | – | – | – | – | –
BUS2SER | – | – | – | – | – | – | – | – | – | – | – | – | –
PRT3 | – | – | – | – | – | – | – | – | – | – | – | – | –
PS25 | Yes | Yes | – | – | – | – | – | – | – | – | – | – | –
PS45 | Yes | Yes | – | – | – | – | – | – | – | – | – | – | –
APR3-PRT1 | – | – | – | – | – | – | – | – | – | – | – | – | –
PROGRAMMING KEYS
PMC5 | – | – | Yes | Yes | Yes | Yes | Yes | Yes | Yes | Yes | Yes | Yes | Yes
PMC4 | – | – | Yes | Yes | Yes | Yes | Yes | Yes | Yes | Yes | Yes | Yes | Yes
PMC3 | – | – | – | – | – | – | – | – | – | – | – | – | –
PMC1 | – | – | – | – | – | – | – | – | – | – | – | – | –
SOFTWARE
BLUEYE | Note 2 |  |  |  |  | – | – | – | – | – | – | – | –
INSITE GOLD | Note 5 |  |  |  |  | – | – | – | – | – | – | – | –
BABYWARE | Yes | Yes | Yes | – | – | – | – | – | – | – | – | – | –
WINLOAD | Yes | Yes | Yes | Yes | Yes | Yes | Yes | Yes | Yes | Yes | Yes | Yes | Yes
IPARADOX | Requires an IP100 V5.10 or an IP150 V1.39 or below
NOTE 1 Required to program GPRS information: K32LCD V1.22 or higher / Touchscreen TM40/50/70 or BabyWare / WinLoad
NOTE 2 Requires IP150/PCS modules V4.00 and above, HD78/88 not supported
NOTE 3 Requires panel version V4.88 and above
NOTE 4 Not supported on EBUS, only on Serial Port. Required to program information: K32LCD V1.22 or higher / Touchscreen TM40/50/70 or BabyWare / WinLoad
NOTE 5 Available to download from the app stores, used to connect to sites with HD78/HD88 cameras, no new updates except critical bug fixes. Requires IP150/PCS modules V4.00 and above or HD78/88. MQTT modules not supported.
NOTE 6 Firmware V6.xx available as an upgrade of IP150 from TURN to MQTT (IPC10 reporting only, BlueEye connectivity only, downgrading is NOT available, must have paid Swan site for remote connection of Babyware/Infield/NEware).
MG5000

## MAGELLAN Consoles
Discontinued Product/Version
Should be compatible (Not testing discontinued products with new products/versions)
| MG6250 |  | MG6160 |  | MG6130 |  | MG6060 | MG6030
WIRELESS DOOR CONTACTS
DCT10 | Yes |  | Yes |  | Yes |  | Yes | Yes
DCT6 | Yes |  | Yes |  | Yes |  | Yes | Yes
DCTXP2 | Yes |  | Yes |  | Yes |  | Yes | Yes
DCT2 | Yes |  | Yes |  | Yes |  | Yes | Yes
MG-DCT1 | Yes |  | Yes |  | Yes |  | Yes | Yes
MG-DCTXP* | Yes |  | Yes |  | Yes |  | Yes | Yes
WIRELESS MOTION DETECTORS
NV780MR | Yes |  | Yes |  | Yes |  | Yes | Yes
NV37MR | Yes |  | Yes |  | Yes |  | Yes | Yes
PMD2P | Yes |  | Yes |  | Yes |  | Yes | Yes
PMD75N | Yes |  | Yes |  | Yes |  | Yes | Yes
WD1 | – |  | – |  | – |  | – | –
NV75MR | Yes |  | Yes |  | Yes |  | Yes | Yes
NV35MR | Yes |  | Yes |  | Yes |  | Yes | Yes
PMD1P | Yes |  | Yes |  | Yes |  | Yes | Yes
PMD75 | Yes |  | Yes |  | Yes |  | Yes | Yes
PMD85/W | Yes |  | Yes |  | Yes |  | Yes | Yes
NVR780 | Yes |  | Yes |  | Yes |  | Yes | Yes
GS250 | Yes |  | Yes |  | Yes |  | Yes | Yes
G550 | Yes |  | Yes |  | Yes |  | Yes | Yes
WIRELESS PROGRAMMABLE INPUT/OUTPUT
ZX22 | – |  | – |  | – |  | – | –
2WPGM | Yes |  | Yes |  | Yes |  | MG6060 V1.30 | Yes
WIRELESS SMOKE DETECTORS
SD360 | Yes |  | Yes |  | Yes |  | Yes | Yes
SD378 | Yes |  | Yes |  | Yes |  | Yes | Yes
WIRELESS KEYPADS
K32WK | – |  | Yes |  | Yes |  | Yes | Yes
K32RF | Shows first 32 zones only |  | – |  | – |  | – | –
K37 |  |  | – |  | – |  | – | –
K38 |  |  | – |  | – |  | – | –
WIRELESS SIRENS
SR250 | – |  | – |  | – |  | – | –
SR230 | – |  | – |  | – |  | – | –
SR150 | Yes |  | Yes |  | Yes |  | – | –
SR130 | Yes |  | Yes |  | Yes |  | – | –
SR120 | Yes |  | Yes |  | Yes |  | – | –
REMOTE CONTROLS
REM101 | Yes |  | Yes |  | Yes |  | Yes | Yes
REM1 | Yes |  | Yes |  | Yes |  | Yes | Yes
REM2 V1.00 to V1.03 | Yes |  | Yes |  | Yes |  | Yes | Yes
REM2 V1.04 and above | Yes |  | Yes |  | Yes |  | MG6060 V1.11 | MG6060 V1.11
REM3 | Yes |  | – |  | – |  | – | –
REM15 | Yes |  | Yes |  | Yes |  | Yes | Yes
REM25 | Yes |  | Yes |  | Yes |  | Yes | Yes
RAC1 | Yes |  | Yes |  | Yes |  | Yes | Yes
RAC2 | Yes |  | Yes |  | Yes |  | Yes | Yes
WIRELESS REPEATER
RPT1+ | Yes |  | Yes |  | Yes |  | Yes | Yes
RPT1 | Yes |  | Yes |  | Yes |  | – | –
SOFTWARE
BABYWARE | Yes |  | – |  | – |  | – | –
WINLOAD | – |  | Yes |  | Yes |  | Yes | Yes
BLUEEYE | – |  | – | – | – | – | – | –
INSITE GOLD | – |  | – | – | – | – | – | –
IPARADOX | – |  | – | – | – | – | – | –
FIRMWARE INFIELD PROGRAMMER | Yes |  | – | – | – | – | – | –
UIP256 | – |  | Yes |  | Yes |  | Yes | Yes
Magellan Consoles

## Access Control
Discontinued Product/Version
Should be compatible (Not testing discontinued products with new products/versions)
Digiplex EVO Access Control
Reader | R910 | R915 | R880 | R885 | CA-REMI-4 | WR1
ACCESS MODULES AND KEYPADS
K641R | – | – | – | – | – | –
ACM12 V4.00 to V4.75 | Yes | Yes | Yes | Yes | Yes | Yes
DGP-ACM11 V3.00 to V3.02 | Yes | Card only | Yes | Yes | Yes | Yes
DGP2-641R/RB | – | – | – | – | – | –
DGP2-ACM1P | – | – | Yes | Yes | Yes | Yes
DGP2-ACM1 | – | – | Yes | Yes | Yes | Yes
DGP-641ACC | – | – | Yes | Yes | Yes | Yes
DGP-641AC | – | – | Yes | Yes | Yes | Yes
DGP-ACM1 | – | – | Yes | Yes | Yes | Yes
Access Control Compatibility

## EVO-NE-DGP
Discontinued Product/Version
Should be compatible (Not testing discontinued products with new products/versions)
| EVO48 | [5 empty] | EVO96 |  | Digiplex-NE96 |  |  | Digiplex-848 | Digiplex-048
| V2.16 - V2.50 | V2.02 - V2.15 | V1.50 | V1.4X | V1.12 - V1.2X | V1.XX | V1.52 - V1.56 | V1.00 - V1.50 | V1.40 - V1.50 | V1.20 - V1.30 | V1.00 - V1.12 | V4.00 - V4.14 | V3.0X | V2.2X (ACC) | V2.10 - V2.15 | V2.00 | V1.30 | V1.00 - V1.20
KEYPADS
TM70 | – | – | – | – | – | – | – | – | – | – | – | – | – | – | – | – | – | –
TM50 | Yes | – | – | – | – | – | – | – | – | – | – | – | – | – | – | – | – | –
K641+ | – | – | – | – | – | – | – | – | – | – | – | – | – | – | – | – | – | –
K641LX | Yes | – | – | – | – | – | – | – | – | – | – | – | – | – | – | – | – | –
K641R | Yes | Yes | Yes | Yes | Yes | Yes | Yes | Yes | Yes | Yes | Yes | Only K641R V1.10 and above | Only K641R V1.10 and above
K656 | Yes | Yes | Yes | Yes | Yes | Yes | Yes | Yes | – | – | – | – | – | – | – | – | – | –
K641 | Yes | Yes | Yes | Yes | Yes | Yes | Yes | Yes | Yes | Yes | Yes | Only K641 V1.10 and above | Only K641 V1.10 and above
TM40 | Yes | – | – | – | – | – | – | – | – | – | – | – | – | – | – | – | – | –
TM4 | Yes | – | – | – | – | – | – | – | – | – | – | – | – | – | – | – | – | –
ANC1B | Yes | Yes | Yes | Yes | Yes | Yes
K648 | Yes | Yes | Yes | Yes | Yes | Yes | Yes | Yes | Yes | Yes | Yes | Yes | Yes | Yes | Yes | Yes | Yes | Yes
GRAFICA (K07) Below V2.20 | Yes | Yes | Yes | Yes | Yes | Yes | Yes | Yes | Yes | Yes | – | Yes | – | – | – | – | – | –
GRAFICA (K07) V2.20 and up | Yes | Yes | Yes | Yes | Yes | Yes | Yes | Yes | Yes | Yes | Yes | Yes | – | – | – | – | – | –
COLOR GRAFICA (K07C) | Yes | Yes | Yes | Yes | Yes | Yes | Yes | Yes | Yes | Yes | Yes | Yes | – | – | – | – | – | –
DGP2-640 | Yes | Yes | Yes | Yes | Yes | Yes | Yes | Yes | Yes | Yes | Yes | Yes | Yes | Yes | Yes | Yes | Yes | Yes
DGP2-641BL/RB | Yes | Yes | Yes | Yes | Yes | Yes | Yes | Yes | Yes | Yes | Yes | Yes | Yes | Yes | Yes | Yes | Yes | Yes
DGP-610 | – | – | – | – | – | – | – | – | – | – | – | – | Only keypad V1.30 and above |  | Yes | Yes | Yes | Yes
DGP-620 | – | – | – | – | – | – | – | – | – | – | – | – |  |  | Yes | Yes | Yes | Yes
DGP-641 | – | – | – | – | – | – | – | – | – | – | – | – |  |  | Yes | Yes | Yes | Yes
DGP-641ACC | – | – | – | – | – | – | – | – | – | – | – | – | Yes | Yes | Yes | Yes | Yes | Yes
DGP-648 | – | – | – | – | – | – | – | – | – | – | – | – | Only keypad V1.30 and above |  | Yes | Yes | Yes | Yes
DGP2-641 | Yes | Yes | Yes | Yes | Yes | Yes | Yes | Yes | Yes | Yes | Yes | Yes | Yes | Yes | Yes | Yes | Yes | Yes
DGP2-641ACC | Yes | Yes | Yes | Yes | Yes | Yes | Yes | Yes | Yes | Yes | Yes | Yes | Yes | Yes | Yes | Yes | Yes | Yes
DGP2-648 | Yes | Yes | Yes | Yes | Yes | Yes | Yes | Yes | Yes | Yes | Yes | Yes | Yes | Yes | Yes | Yes | Yes | Yes
DGP2-ANC1 | Yes | Yes | Yes | Yes | Yes | Yes | Yes | Yes | Yes | Yes | Yes | Yes | Yes | Yes | Yes | Yes | Yes | Yes
CAMERAS
HD88 | – | – | – | – | – | – | – | – | – | – | – | – | – | – | – | – | – | –
HD78 | – | – | – | – | – | – | – | – | – | – | – | – | – | – | – | – | – | –
DETECTORS
NVX80 | – | – | – | – | – | – | – | – | – | – | – | – | – | – | – | – | – | –
NV35MX | Note 2 | [5 empty] | Note 2 |  | Note 2 |  |  | Note 2 | Note 2
NV75MX | Note 2 | [5 empty] | Note 2 |  | Note 2 |  |  | Note 2 | Note 2
NV780MX | Yes | – | – | – | – | – | – | – | – | – | – | – | – | – | – | – | – | –
DG85 | Yes | Yes | Yes | Yes | Yes | Yes | Yes | Yes | Yes | Yes | Yes | Yes | Yes | Yes | Yes | Yes | Yes | Yes
DM50 | Yes | Yes | Yes | Yes | Yes | Yes | Yes | Yes | Yes | Yes | Yes | Yes | Yes | Yes | Yes | Yes | Yes | Yes
DM60 | Yes | Yes | Yes | Yes | Yes | Yes | Yes | Yes | Yes | Yes | Yes | Yes | Yes | Yes | Yes | Yes | Yes | Yes
DM70 | Yes | Yes | Yes | Yes | Yes | Yes | Yes | Yes | Yes | Yes | Yes | Yes | Yes | Yes | Yes | Yes | Yes | Yes
DG457 | Yes | Yes | Yes | Yes | Yes | Yes | Yes | Yes | Yes | Yes | Yes | – | – | – | – | – | – | –
DG467 | Yes | Yes | Yes | Yes | Yes | Yes | Yes | Yes | Yes | Yes | Yes | – | – | – | – | – | – | –
NV780 | Yes | – | – | – | – | – | – | – | – | – | – | – | – | – | – | – | – | –
DGI85 | Yes | Yes | Yes | Yes | Yes | Yes | Yes | Yes | Yes | Yes | Yes | – | – | – | – | – | – | –
DMI50 | Yes | Yes | Yes | Yes | Yes | Yes | Yes | Yes | Yes | Yes | Yes | – | – | – | – | – | – | –
DMI60 | Yes | Yes | Yes | Yes | Yes | Yes | Yes | Yes | Yes | Yes | Yes | – | – | – | – | – | – | –
DMI70 | Yes | Yes | Yes | Yes | Yes | Yes | Yes | Yes | Yes | Yes | Yes | – | – | – | – | – | – | –
DGI457 | Yes | Yes | Yes | Yes | Yes | Yes | Yes | Yes | Yes | Yes | Yes | – | – | – | – | – | – | –
DGI467 | Yes | Yes | Yes | Yes | Yes | Yes | Yes | Yes | Yes | Yes | Yes | – | – | – | – | – | – | –
DGP-25 | – | – | – | – | – | – | – | – | – | – | – | Yes | Yes | Yes | Yes | Yes | Yes | Yes
DGP-60 | – | – | – | – | – | – | – | – | – | – | – | Yes | Yes | Yes | Yes | Yes | Yes | Yes
DGP-70 | – | – | – | – | – | – | – | – | – | – | – | Yes | Yes | Yes | Yes | Yes | Yes | Yes
PROGRAMMABLE OUTPUTS
PGM4 | Yes | Yes | Yes | Yes | Yes | Yes | Yes | Yes | Yes | Yes | Yes | Yes | Yes | Yes | Yes | Yes | Yes | Yes
PGM82 | – | – | – | – | – | – | – | – | – | – | – | – | – | – | – | – | – | –
2WPGM | Yes | Yes | Yes | Yes | Yes | Yes | Yes | Yes | Yes | Yes | Yes | Yes | Yes | Yes | Yes | Yes | Yes | Yes
APR-PGM4 | – | – | – | – | – | – | – | – | – | – | – | Yes | Yes | Yes | Yes | Yes | Yes | Yes
APR3-PGM1 | Yes | Yes | Yes | Yes | Yes | Yes | Yes | Yes | Yes | Yes | Yes | Yes | Yes | Yes | Yes | Yes | Yes | Yes
DGP-PGM1 | – | – | – | – | – | – | – | – | – | – | – | Yes | Yes | Yes | Yes | Yes | Yes | Yes
DPG2-PGM1 | Yes | Yes | Yes | Yes | Yes | Yes | Yes | Yes | Yes | Yes | Yes | Yes | Yes | Yes | Yes | Yes | Yes | Yes
ZONE EXPANSION
ZX1 | Yes | Yes | Yes | Yes | Yes | Yes | Yes | Yes | Yes | Yes | Yes | Yes | Yes | Yes | Yes | Yes | Yes | Yes
ZX8 | EVO's bus must be set to normal speed for module to be seen | [5 empty] | EVO's bus must be set to normal speed for module to be seen |  | Yes | Yes | – | Yes | Yes | Yes | Yes | Yes | Yes | Yes
ZX82 | – | – | – | – | – | – | – | – | – | – | – | – | – | – | – | – | – | –
RTX3 | Compatible with RTX3 V1.12 and above | [5 empty] | Yes | Yes | Yes | Yes | Yes | Yes | Yes | Yes | Yes | Yes | Yes | Yes
RX1 | – | – | – | – | – | – | – | – | – | – | – | – | – | – | – | – | – | –
DG457 | Yes | Yes | Yes | Yes | Yes | Yes | Yes | Yes | Yes | Yes | Yes | Yes | Yes | Yes | Yes | Yes | Yes | Yes
DG467 | Yes | Yes | Yes | Yes | Yes | Yes | Yes | Yes | Yes | Yes | Yes | Yes | Yes | Yes | Yes | Yes | Yes | Yes
ZC1 | Yes | Yes | Yes | Yes | Yes | Yes | Yes | Yes | Yes | Yes | Yes | Yes | Yes | Yes | Yes | Yes | Yes | Yes
ZX4 (APR3-ZX4) | Yes | Yes | Yes | Yes | Yes | Yes | Yes | Yes | Yes | Yes | Yes | Yes | Yes | Yes | Yes | Yes | Yes | Yes
ZX8D | Yes | Yes | Yes | Yes | Yes | Yes | Yes | Yes | – | – | – | – | – | – | – | – | – | –
ZX16D | Yes | Yes | Yes | Yes | Yes | Yes | Yes | Yes | – | – | – | – | – | – | – | – | – | –
ZX32D | Yes | Yes | Yes | Yes | Yes | Yes | Yes | Yes | – | – | – | – | – | – | – | – | – | –
APR-ZX8 (Version with no ABC jumpers) | – | – | – | – | – | – | – | – | – | – | – | Yes | Yes | Yes | Yes | Yes | Yes | Yes
APR3-ZX8 | Yes | Yes | Yes | Yes | Yes | Yes | Yes | Yes | Yes | Yes | Yes | Yes | Yes | Yes | Yes | Yes | Yes | Yes
DGP-319 | – | – | – | – | – | – | – | – | – | – | – | Yes | Yes | Yes | Yes | Yes | Yes | Yes
DGP-ZC1 | – | – | – | – | – | – | – | – | – | – | – | Yes | Yes | Yes | Yes | Yes | Yes | Yes
DGP-ZX1 | – | – | – | – | – | – | – | – | – | – | – | Yes | Yes | Yes | Yes | Yes | Yes | Yes
DGP-ZX4 | – | – | – | – | – | – | – | – | Yes | Yes | Yes | – | Yes | Yes | Yes | Yes | Yes | Yes
DGP-ZX8 | – | – | – | – | – | – | – | – | – | – | – | Yes | Yes | Yes | Yes | Yes | Yes | Yes
DGP2-ZX4 | – | – | – | – | – | – | – | – | Yes | Yes | Yes | – | Yes | Yes | Yes | Yes | Yes | Yes
MG-RCV3 | Not Compatible with EVO192 V1.10 and V1.11 | [5 empty] | Yes | Yes | Yes | Yes | Yes | Yes | Yes | Yes | Yes | Yes | Yes | Yes
OMN-RCV3 | Yes | Yes | Yes | Yes | Yes | Yes | Yes | Yes | Yes | Yes | Yes | Yes |  | Yes | Yes | Yes | Yes | Yes
ACCESS CONTROL
ACM12 | Yes | Yes | Yes | Yes | Yes | Yes | Yes | Yes | Yes | Yes | Yes | 'Code Only'' option not available with DGP-848/48 | 'Code Only'' option not available with DGP-848/48 | – | – | – | – | –
DGP-ACM11 | Yes | Yes | Yes | Yes | Yes | Yes | Yes | Yes | Yes | Yes | Yes | Yes | Yes | – | – | – | – | –
DGP2-ACM1P | Yes | Yes | Yes | Yes | Yes | Yes | Yes | Yes | Yes | Yes | Yes | Yes | Yes | Yes | – | – | – | –
DGP2-ACM1 | Yes | Yes | Yes | Yes | Yes | Yes | Yes | Yes | Yes | Yes | Yes | Yes | Yes | Yes | – | – | – | –
DGP-ACM1 | – | – | – | – | – | – | – | – | – | – | – | – | Yes | Yes | – | – | – | –
PERIPHERAL
SR130 | – | – | – | – | – | – | – | – | – | – | – | – | – | – | – | – | – | –
SR150 | – | – | – | – | – | – | – | – | – | – | – | – | – | – | – | – | – | –
HUB2 | Yes | Yes | Yes | Yes | Yes | Yes | Yes | Yes | Yes | Yes | Yes | Yes | Yes | Yes | Yes | Yes | Yes | Yes
PRT3 V1.20 | Yes | Yes | Yes | Yes | Yes | Yes | Yes | Yes | Yes | Yes | Yes | Yes | Yes | Yes | Yes | Yes | Yes | Yes
PS25 | – | – | – | – | – | – | – | – | – | – | – | – | – | – | – | – | – | –
PS45 | – | – | – | – | – | – | – | – | – | – | – | – | – | – | – | – | – | –
SR120 | – | – | – | – | – | – | – | – | – | – | – | – | – | – | – | – | – | –
ADM2 | Yes | Yes | Yes | Yes | Yes | Yes | Yes | Yes | Yes | Yes | Yes | Yes | Yes | Yes | Yes | Yes | Yes | Yes
HUB4D | Yes | Yes | Yes | Yes | Yes | Yes | Yes | Yes | Yes | Yes | Yes | Yes | – | – | – | – | – | –
PRT3 V1.00 | Yes | Yes | Yes | Yes | Yes | Yes | Yes | Yes | Yes | Yes | Yes | Yes | Yes | Yes | Yes | Yes | Yes | Yes
PS17 | Yes | Yes | Yes | Yes | Yes | Yes | Yes | Yes | Yes | Yes | Yes | Yes | Yes | Yes | Yes | Yes | Yes | Yes
PMC5 | Yes | Yes | Yes | Yes | Yes | Yes | Yes | Yes | Yes | Yes | Yes | Yes | Yes | – | – | – | – | –
LSN4 | Yes | Yes | Yes | Yes | Yes | Yes | Yes | Yes | – | – | – | – | – | – | – | – | – | –
APR-ADM2 | – | – | – | – | – | – | – | – | – | – | – | Yes | Yes | Yes | Yes | Yes | Yes | Yes
APR3-PRT1 | Yes | Yes | Yes | Yes | Yes | Yes | Yes | Yes | Yes | Yes | Yes | Yes | Yes | Yes | Yes | Yes | Yes | Yes
APR-PRT1 | – | – | – | – | – | – | – | – | – | – | – | Yes | Yes | Yes | Yes | Yes | Yes | Yes
DGP-TM1 | – | – | – | – | – | – | – | – | – | Yes | Yes | Yes | Yes | Yes | Yes | Yes | Yes | Yes
DGP2-TM1 | – | – | – | – | – | – | – | – | – | – | – | Yes | Yes | Yes | Yes | Yes | Yes | Yes
PMC-4 | Yes | Yes | Yes | Yes | Yes | Yes | Yes | Yes | Yes | Yes | Yes | Yes | Yes | – | – | – | – | –
PMC-3 | – | – | – | – | – | – | – | – | – | Yes | Yes | Yes | Yes | – | – | – | – | –
PMC-1 | – | – | – | – | – | – | – | – | – | – | – | Yes | Yes | – | – | – | – | –
REPORTING AND COMMUNICATION
PCS250/G | Yes | Yes | – | – | – | – | – | – | – | – | – | – | – | – | – | – | – | –
VDMP3 | Yes | Yes | Yes | Yes | Yes | Yes | V1.02 only | V1.02 only | – | – | – | – | – | – | – | – | – | –
307USB | Yes | Yes | Yes | Yes | Yes | Yes | Yes | Yes | Yes | Yes | Yes | Yes | Yes | Yes | Yes | Yes | Yes | Yes
CONV4USB | Yes | Yes | Yes | Yes | Yes | Yes | Yes | Yes | Yes | Yes | Yes | Yes | Yes | Yes | Yes | Yes | Yes | Yes
IP150 (IP Reporting) | K641/R keypad must be V1.50 and up |  | – | – | – | – | – | – | – | – | – | – | – | – | – | – | – | –
PCS260/265 | Yes | Yes | – | – | – | – | – | – | – | – | – | – | – | – | – | – | – | –
PCS265LTE | Yes | Yes | – | – | – | – | – | – | – | – | – | – | – | – | – | – | – | –
PCS300 | Yes | Yes | Yes | Yes | Yes | Yes | Yes | Yes | Yes | Yes | Yes | Yes | Yes | Yes | Yes | Yes | Yes | Yes
PCS200 V2.01 GSM / GPRS | Note 1 | – | – | – | – | – | – | – | – | – | – | – | – | – | – | – | – | –
PCS200 V1.00 GSM Edition | Note 1 | – | – | – | – | – | – | – | – | – | – | – | – | – | – | – | – | –
IP100 V1.50 (IP Reporting) | K641/R keypad must be V1.50 and up |  | – | – | – | – | – | – | – | – | – | – | – | – | – | – | – | –
IP100 V1.00 | Yes | Yes | Yes | Yes | Yes | Yes | Yes | – | – | – | – | – | – | – | – | – | – | –
DVAC | Yes | Yes | Yes | Yes | Yes | Yes | Yes | Yes | Yes | Yes | Yes | Yes | Yes | Yes | Yes | Yes | Yes | Yes
PCS100 V1.07 GSM Edition | Note 1 |  | – | – | – | – | – | – | – | – | – | – | – | – | – | – | – | –
PCS100 V1.60 GPRS Edition | K641/R keypad must be V1.40 and up |  |  |  | – | – | – | – | – | – | – | – | – | – | – | – | – | –
306USB | Yes | Yes | Yes | Yes | Yes | Yes | Yes | Yes | Yes | Yes | Yes | Yes | Yes | Yes | Yes | Yes | Yes | Yes
306 | Yes | Yes | Yes | Yes | Yes | Yes | Yes | Yes | Yes | Yes | Yes | Yes | Yes | Yes | Yes | Yes | Yes | Yes
DNE-CONV1 | Yes | Yes | Yes | Yes | Yes | Yes | Yes | Yes | Yes | Yes | Yes | Yes | Yes | Yes | Yes | Yes | Yes | Yes
DNE-CONV2 | Yes | Yes | Yes | Yes | Yes | Yes | Yes | Yes | Yes | Yes | Yes | Yes | Yes | Yes | Yes | Yes | Yes | Yes
CONV3USB | Yes | Yes | Yes | Yes | Yes | Yes | Yes | Yes | Yes | Yes | Yes | Yes | Yes | Yes | Yes | Yes | Yes | Yes
SOFTWARE
INSITE GOLD | Yes | Yes | – | – | – | – | – | – | – | – | – | – | – | – | – | – | – | –
BlueEye | Yes | Yes | – | – | – | – | – | – | – | – | – | – | – | – | – | – | – | –
NEWARE | Requires NEware V4.00 and up | [5 empty] | V3 and up | V3.0 service pack 4 and below | V3.0 service pack 4 and below |  |  | – | – | – | – | – | – | –
BABYWARE | – | – | – | – | – | – | – | – | – | – | – | – | – | – | – | – | – | –
INSIGHT | – | – | – | – | – | – | – | – | – | – | – | – | – | – | – | – | – | –
IPARADOX | – | – | – | – | – | – | – | – | – | – | – | – | – | – | – | – | – | –
WINLOAD | Yes | Yes | Yes | Yes | Yes | Yes | Yes | Yes | Yes | Yes | Yes | Yes | Yes | Yes | Yes | – | Yes | –
NOTE 1 K641/R must be V1.51 and above
NOTE 2 Anti-Mask options may not function with this version
EVO / DIGIPLEX

## SPC1725-1727-1728
Discontinued Product/Version
Should be compatible (Not testing discontinued products with new products/versions)
| 1728EX |  |  | 1728 |  |  | 1727 | 1725EX |  | 1725
| V2.00 - V2.40 | V1.20 - V1.21 | V1.00 - V1.01 | V2.00 - V2.40 | V1.20 - V1.21 | V1.01 | V1.10 | V1.20 | V1.00 - V1.01 | V1.20 | V1.01
KEYPADS
1640 | Yes | Yes | Yes | Yes | Yes | Yes | – | Yes | Yes | Yes | Yes
1641BL | Yes | Yes | Yes | Yes | Yes | Yes | – | Yes | Yes | Yes | Yes
1686V V2.0 | Yes | Yes | Yes | Yes | Yes | Yes | Yes | Yes | Yes | Yes | Yes
1686H V2.0 | Yes | Yes | Yes | Yes | Yes | Yes | Yes | Yes | Yes | Yes | Yes
1689 V2.0 | Yes | Yes | Yes | Yes | Yes | Yes | Yes | Yes | Yes | Yes | Yes
1641 | Yes | Yes | Yes | Yes | Yes | Yes | – | Yes | Yes | Yes | Yes
1686H V1.0 | Yes | Yes | Yes | Yes | Yes | Yes | Yes | Yes | Yes | Yes | Yes
1686V V1.0 | Yes | Yes | Yes | Yes | Yes | Yes | Yes | Yes | Yes | Yes | Yes
1689 V1.0 | Yes | Yes | Yes | Yes | Yes | Yes | Yes | Yes | Yes | Yes | Yes
PROGRAMMABLE OUTPUTS
PGM4 | Yes | – | – | Yes | – | – | – | – | – | – | –
APR3-PGM1 | Yes | – | – | Yes | – | – | – | – | – | – | –
ZONE EXPANSION
ZX8 | Module V3.01 only | – | – | Module V3.01 only | – | – | – | – | – | – | –
ZX8SP | Yes | – | – | Yes | – | – | – | – | – | – | –
RTX3 | In stand alone mode only |  |  | In stand alone mode only |  |  | In stand alone mode only | In stand alone mode only |  | In stand alone mode only
APR3-ZX4 | Yes | Yes | Yes | Yes | Yes | Yes | – | Yes | Yes | Yes | Yes
APR3-ZX8 | Yes | Yes | Yes | Yes | Yes | Yes | – | Yes | Yes | Yes | Yes
MG-RCV3 | Yes | – | Yes | Yes | – | Yes | – | – | Yes | – | Yes
OMN-RCV3 V2.X | Yes | – | Yes | Yes | – | Yes | – | – | Yes | – | Yes
OMN-RCV3 V1.X | Yes | – | Yes | Yes | – | Yes | – | – | Yes | – | Yes
OMN-RCV386 | Yes | – | Yes | Yes | – | Yes | – | – | Yes | – | Yes
SPC-319 | Yes | Yes | Yes | Yes | Yes | Yes | – | Yes | Yes | Yes | Yes
SPC-ZX4 | Yes | Yes | Yes | Yes | Yes | Yes | – | Yes | Yes | Yes | Yes
SPC-ZX8 | Yes | Yes | Yes | Yes | Yes | Yes | – | Yes | Yes | Yes | Yes
PERIPHERAL
ADM2 | Yes | – | – | Yes | – | – | – | – | – | – | –
HUB2 | Yes | – | – | Yes | – | – | – | – | – | – | –
PRT3 | Yes | – | – | Yes | – | – | – | – | – | – | –
PMC-5 | Yes | Yes | Yes | Yes | Yes | Yes | – | Yes | Yes | Yes | Yes
APR3-PRT1 | Yes | – | – | Yes | – | – | – | – | – | – | –
PMC-4 | Yes | Yes | Yes | Yes | Yes | Yes | – | Yes | Yes | Yes | Yes
PMC-3 | Yes | Yes | Yes | Yes | Yes | Yes | – | Yes | Yes | Yes | Yes
PMC-1 | Yes | Yes | Yes | Yes | Yes | Yes | – | Yes | Yes | Yes | Yes
SOFTWARE
WINLOAD | Yes | Yes | – | Yes | Yes | – | – | Yes | – | Yes | –
SPC 1725/1727/1728

## SPC1738-1755
Discontinued Product/Version
Should be compatible (Not testing discontinued products with new products/versions)
| 1738 |  | 1738EX | 1738U2 | 1755 |  | 1755EX
| V2.00 - V2.40 |  | V2.00 - V2.40 | V2.10 | V1.20 | V1.01 | V1.20 | V1.00 - V1.01
KEYPADS
1640 | Yes |  | Yes | Yes | Yes | Yes | Yes | Yes
1641BL | Yes |  | Yes | Yes | Yes | Yes | Yes | Yes
1686V V2.0 | Yes |  | Yes | Yes | Yes | Yes | Yes | Yes
1686H V2.0 | Yes |  | Yes | Yes | Yes | Yes | Yes | Yes
1689 V2.0 | Yes |  | Yes | Yes | Yes | Yes | Yes | Yes
1641 | Yes |  | Yes | Yes | Yes | Yes | Yes | Yes
1686H V1.0 | Yes |  | Yes | Yes | Yes | Yes | Yes | Yes
1686V V1.0 | Yes |  | Yes | Yes | Yes | Yes | Yes | Yes
1689 V1.0 | Yes |  | Yes | Yes | Yes | Yes | Yes | Yes
PROGRAMMABLE OUTPUTS
PGM4 | Yes |  | Yes | Yes | – | – | – | –
APR3-PGM1 | Yes |  | Yes | Yes | – | – | – | –
ZONE EXPANSION
ZX8 | Module V3.01 only |  | Module V3.01 only | Module V3.01 only | – | – | – | –
ZX8SP | Yes |  | Yes | Yes | – | – | – | –
RTX3 | In stand alone mode only |  | In stand alone mode only | In stand alone mode only | In stand alone mode only |  | In stand alone mode only
APR3-ZX4 | Yes |  | Yes | Yes | Yes | Yes | Yes | Yes
APR3-ZX8 | Yes |  | Yes | Yes | Yes | Yes | Yes | Yes
MG-RCV3 | Yes |  | Yes | Yes | – | Yes | – | Yes
OMN-RCV3 V2.X | Yes |  | Yes | Yes | – | Yes | – | Yes
OMN-RCV3 V1.X | Yes |  | Yes | Yes | – | Yes | – | Yes
OMN-RCV386 | Yes |  | Yes | Yes | – | Yes | – | Yes
SPC-319 | Yes |  | Yes | Yes | Yes | Yes | Yes | Yes
SPC-ZX4 | Yes |  | Yes | Yes | Yes | Yes | Yes | Yes
SPC-ZX8 | Yes |  | Yes | Yes | Yes | Yes | Yes | Yes
PERIPHERAL
ADM2 | Yes |  | Yes | Yes | – | – | – | –
HUB2 | Yes |  | Yes | Yes | – | – | – | –
PRT3 | Yes |  | Yes | Yes | – | – | – | –
PMC-5 | Yes |  | Yes | Yes | Yes | Yes | Yes | Yes
APR3-PRT1 | Yes |  | Yes | Yes | – | – | – | –
PMC-4 | Yes |  | Yes | Yes | Yes | Yes | Yes | Yes
PMC-3 | Yes |  | Yes | Yes | Yes | Yes | Yes | Yes
PMC-1 | Yes |  | Yes | Yes | Yes | Yes | Yes | Yes
SOFTWARE
WINLOAD | Yes |  | Yes | Yes | Yes | – | Yes | –
SPC 1738/1755

## SPC1758-1759EX
Discontinued Product/Version
Should be compatible (Not testing discontinued products with new products/versions)
| 1759MG |  | 1759EX | 1758EX |  | 1758
| V2.00 |  | V1.00 - V1.30 | V1.20 - V1.21 | V1.00 - V1.01 | V1.20 - V1.21 | V1.01
KEYPADS
1640 | Yes |  | Yes | Yes | Yes | Yes | Yes
1641BL | Yes |  | Yes | Yes | Yes | Yes | Yes
1686V V2.0 | Yes |  | Yes | Yes | Yes | Yes | Yes
1686H V2.0 | Yes |  | Yes | Yes | Yes | Yes | Yes
1689 V2.0 | Yes |  | Yes | Yes | Yes | Yes | Yes
1641 | Yes |  | Yes | Yes | Yes | Yes | Yes
1686H V1.0 | Yes |  | Yes | Yes | Yes | Yes | Yes
1686V V1.0 | Yes |  | Yes | Yes | Yes | Yes | Yes
1689 V1.0 | Yes |  | Yes | Yes | Yes | Yes | Yes
PROGRAMMABLE OUTPUTS
PGM4 | Yes |  | Yes | – | – | – | –
APR3-PGM1 | Yes |  | Yes | – | – | – | –
ZONE EXPANSION
ZX8 | Module V3.01 only |  | – | – | – | – | –
ZX8SP | Yes |  | – | – | – | – | –
RTX3 | In stand alone mode only |  | In stand alone mode only | In stand alone mode only |  | In stand alone mode only
APR3-ZX4 | Yes |  | Yes | Yes | Yes | Yes | Yes
APR3-ZX8 | Yes |  | Yes | Yes | Yes | Yes | Yes
MG-RCV3 | – |  | – | – | – | – | –
OMN-RCV3 V2.X | – |  | – | – | – | – | –
OMN-RCV3 V1.X | – |  | – | – | – | – | –
OMN-RCV386 | – |  | – | – | – | – | –
SPC-319 | – |  | – | – | – | – | –
SPC-ZX4 | Yes |  | Yes | Yes | Yes | Yes | Yes
SPC-ZX8 | Yes |  | Yes | Yes | Yes | Yes | Yes
PERIPHERAL
ADM2 | Yes |  | Yes | – | – | – | –
HUB2 | Yes |  | Yes | – | – | – | –
PRT3 | Yes |  | Yes | – | – | – | –
PMC-5 | Yes |  | Yes | Yes | Yes | Yes | Yes
APR3-PRT1 | Yes |  | Yes | – | – | – | –
PMC-4 | Yes |  | Yes | Yes | Yes | Yes | Yes
PMC-3 | Yes |  | Yes | Yes | Yes | Yes | Yes
PMC-1 | Yes |  | Yes | Yes | Yes | Yes | Yes
SOFTWARE
WINLOAD | Yes |  | Yes | Yes | – | Yes | –
SPC 1758/1759

## E55-65
Discontinued Product/Version
Should be compatible (Not testing discontinued products with new products/versions)
| E55 |  | E65
| V2.00 | V1.00 | V2.10
KEYPADS
K32 | Keypads V2.00 and up |  | Keypads V2.00 and up
K10V/K10H
K35 (K32I) | Yes | Yes | Yes
K636 | Yes | Yes | Yes
ZONE EXPANSION
ZX8 | Yes | Yes | Yes
ZX8SP | Yes | Yes | Yes
RTX3 | – | – | –
RX1 | – | – | –
REPORTING AND COMMUNICATION
307USB | Yes | Yes | Yes
PCS250 | – | – | Requires WinLoad for programming
PCS200 | – | – | Requires WinLoad for programming
PCS300 | Yes | Yes | Yes
IP150 (Web access and IP Reporting) | Web Access Only |  | Yes
IP100 V1.50 (Web Access and IP Reporting) | Web Access Only |  | Yes
IP100 V1.00 (Web Access Only) | Yes | Yes | Yes
VDMP3 | Yes | Yes | Yes
PCS100 V1.60 GPRS Edition | – | – | Yes
PCS100 V1.07 GSM Edition | Yes | – | Yes
PROGRAMMING KEYS
PMC5 | Yes | Yes | Yes
PMC4 | Yes | Yes | Yes
PMC3 | – | – | –
PMC1 | – | – | –
SOFTWARE
WINLOAD | Yes | Yes | Yes
E55 / E65

## ESPRIT
Discontinued Product/Version
Should be compatible (Not testing discontinued products with new products/versions)
| 7X7 |  | 7X8+/EX |  |  | 7X8ULT | 708ULT | 748ES
| Any Version |  | V3.0 - Higher | V1.4 - V2.20 | V0.96 - V1.4 | Any Version | Any Version | Any Version
KEYPADS
636/646 | –* |  | Yes | Yes | Yes | Yes | Yes | Yes
642BL | – |  | Yes | Will not be able to view option bits |  | Yes | Yes | Yes
616/626 V3.7 | Yes |  | Yes | Yes | Yes | Yes | Yes | Yes
616/626 V3.8 | –* |  | Yes | Yes | Yes | Yes | Yes | Yes
616/626 V.39 Regular | –* |  | Yes | Yes | Yes | Yes | Yes | Yes
616/626 V3.9 Fast | –* |  | Yes | Yes | Yes | Yes | Yes | Yes
616/626 V4.X | –* |  | Yes | Yes | Yes | Yes | Yes | Yes
639 | – |  | Yes | Will not be able to view option bits |  | Yes | Yes | Yes
640 | – |  | Will not be able to view event list | Yes | Yes | Will not be able to view event list | Will not be able to view event list | Will not be able to view event list
642 | – |  | Yes | Will not be able to view option bits |  | Yes | Yes | Yes
* These keypads are compatible with the 727 Series only
ESPRIT

## WIRELESS
Discontinued Product/Version
Should be compatible (Not testing discontinued products with new products/versions)
| Omnia OMN-RCV3 |  | Omnia OMN-RCV3 | Spectra 1759EX | Parakey PRK-315 | Spectra 1758-0 | Spectra 1758 | Liberator LIB319 (9112) | Digiplex DGP319 | BATTERY LIFE | OPERATING TEMP. | LOW BATTERY THRESHOLD | OPERATING FREQUENCIES
| V2.0 |  | V1.15 | Any Version | Any Version | Any Version | Any Version | Any Version | Any Version | Any Version | Any Version | Any Version | Any Version
REMOTE CONTROLS
REM15 | Yes |  | – | Yes | – | – | – | – | – | 3-years | N/A | N/A | 433 or 868 MHz
REM1 V3.0 | Yes |  | – | Yes | – | – | – | – | – | 3-years | N/A | N/A | 433 or 868 MHz
REM2 V1.04 and above | – |  | – | – | – | – | – | – | – | 2-years | N/A | N/A | 433 or 868 MHz
REM3 | – |  | – | – | – | – | – | – | – | 2-years | N/A | N/A | 433 or 868 MHz
RAC1 V2.0 and above | Yes |  | – | Yes | – | – | – | – | – | 3-years | N/A | N/A | 433 or 868 MHz
RAC2 V1.0 and above | Yes |  | – | Yes | – | – | – | – | – | 3-years | N/A | N/A | 433 or 868 MHz
LIB-329/349 | – |  | – | – | – | – | – | Yes | Yes | 3-years | N/A | N/A | 900 MHz
PRK-324/344 | – |  | – | – | Yes | – | Yes | – | – | 3-years | N/A | N/A | 318 or 433 MHz
OMN-RCT1 | Yes |  | Yes | Yes | Yes | Yes | – | – | – | 3-years | N/A | N/A | 433 MHz
OMN-RAC1 | Yes |  | Yes | Yes | Yes | Yes | – | – | – | 3-years | N/A | N/A | 433 or 868 MHz
MG-REM1 | – |  | – | – | – | – | – | – | – | 3-years | N/A | N/A | 433 or 868 MHz
MG-RAC1 | – |  | – | – | – | – | – | – | – | 3-years | N/A | N/A | 433 or 868 MHz
MG-REM1 V2.0 | Yes |  | – | Yes | – | Yes | – | – | – | 3-years | N/A | N/A | 433 or 868 MHz
MG-REM2 V1.00 to V1.03 | – |  | – | – | – | – | – | – | – | 2-years | N/A | N/A | 433 or 868 MHz
WIRELESS MOTION DETECTORS
PMD2P | – |  | – | – | – | – | – | – | – | 4-years | 0°C to 49°C (32°F to 120°F) | 3.3V | 433 or 868 MHz
PMD1P | Yes |  | Yes | Yes | – | – | – | – | – | 4-years | 0°C to 49°C (32°F to 120°F) | 3.3V | 433 or 868 MHz
PMD75 | Yes |  | Yes | Yes | – | – | – | – | – | 3-years | 0°C to 50°C (32°F to 122°F) | 3.3V | 433 or 868 MHz
PMD85 | – |  | – | – | – | – | – | – | – | 3-years | –35°C to 50°C (–31°F to 122°F) | 3.0V | 433 or 868 MHz
LIB-474 | – |  | – | – | – | – | – | Yes | Yes | 4-years | 0°C to 50°C (32°F to 122°F) | – | 900 MHz
OMN-PMD1 | Yes |  | Yes | Yes | – | – | – | – | – | 4-years | 0°C to 50°C (32°F to 122°F) | 3.3V | 433 or 868 MHz
OMN-PMD75 | Yes |  | Yes | Yes | – | – | – | – | – | 3-years | 0°C to 50°C (32°F to 122°F) | 3.3V | 433 or 868 MHz
WIRELESS DOOR CONTACTS
DCT10 | Yes |  | Yes | Yes | – | – | – | – | – | 3-years | 0°C to 49°C (32°F to 120°F) | 3.3V | 433 or 868 MHz
DCT2 | Yes |  | Yes | Yes | – | – | – | – | – | 3-years | 0°C to 49°C (32°F to 120°F) | 1.7V | 433 or 868 MHz
DCTXP2 | – |  | – | – | – | – | – | – | – | 3-years | 0°C to 49°C (32°F to 120°F) | 2.3V | 433 or 868 MHz
LIB-400 | – |  | – | – | – | – | – | Yes | Yes | 3-years | 0°C to 50°C (32°F to 122°F) | – | 900 MHz
OMN-DCT1 | Yes |  | Yes | Yes | – | – | – | – | – | 3-years | 0°C to 50°C (32°F to 122°F) | 3.3V | 433 or 868 MHz
OMN-DCT2 | Yes |  | Yes | Yes | – | – | – | – | – | 3-years | 0°C to 50°C (32°F to 122°F) | 1.7V | 433 or 868 MHz
MG-DCT1 | Yes |  | Yes | Yes | – | – | – | – | – | 3-years | 0°C to 50°C (32°F to 122°F) | 3.3V | 433 or 868 MHz
MG-DCTXP | – |  | – | – | – | – | – | – | – | 3-years | 0°C to 50°C (32°F to 122°F) | 2.3V | 433 or 868 MHz
WIRELESS MULTI-AXIS DETECTOR
GS250 (GPOWER) | – |  | – | – | – | – | – | – | – | 3-years | 0°C to 50°C (32°F to 122°F) | 2.3V | 433 or 868 MHz
WIRELESS SMOKE DETECTORS
SD360 | – |  | – | – | – | – | – | – | – | N/A | N/A | N/A | 433 or 868 MHz
SD378 | – |  | – | – | – | – | – | – | – | N/A | N/A | 7.35V | 433 or 868 MHz
WIRELESS PROGRAMMABLE OUTPUT
2WPGM | – |  | – | – | – | – | – | – | – | N/A | 0°C to 50°C (32°F to 122°F) | 3.1V | 433 or 868 MHz
WIRELESS REPEATER
RPT1 | – |  | – | – | – | – | – | – | – | N/A | 0°C to 50°C (32°F to 122°F) | N/A | 433 or 868 MHz
WIRELESS KEYPADS
K32RF (K32LRF) | – |  | – | – | – | – | – | – | – | 3-years | 0°C to 49°C (32°F to 120°F) | 3.2V | 433 or 868 MHz
K37 (K32IRF) | – |  | – | – | – | – | – | – | – | 1-year | 0°C to 49°C (32°F to 120°F) | 3.2V | 433 or 868 MHz
K32WK | – |  | – | – | – | – | – | – | – | 3-years | 0°C to 49°C (32°F to 120°F) | 3.2V | 433 or 868 MHz
WIRELESS SIRENS
SR120 | – |  | – | – | – | – | – | – | – | 3-years (typical use) | 0°C to 50°C (32°F to 122°F) |  | 433 or 868 MHz
SR130 | – |  | – | – | – | – | – | – | – | 3-years (typical use) | 0°C to 50°C (32°F to 122°F) |  | 433 or 868 MHz
SR150 | – |  | – | – | – | – | – | – | – | 3-years (typical use) | 0°C to 50°C (32°F to 122°F) |  | 433 or 868 MHz
WIRELESS COMPATIBILITY FOR ESPRIT
7X8+/EX | Yes |  | Yes | – | Yes | – | – | – | – | N/A | N/A | N/A | N/A
7X8ULT | Yes |  | Yes | – | Yes | – | – | – | – | N/A | N/A | N/A | N/A
748ES | Yes |  | Yes | – | Yes | – | – | – | – | N/A | N/A | N/A | N/A
Wireless Compatibility

## RF Supervision Time
Discontinued Product/Version
Should be compatible (Not testing discontinued products with new products/versions)
Supervision Time
| IN MINUTES | [5 empty] | IN HOURS
| 5 | 6 | 12 | 12 to 17 | 25 | 80 | 6 | 12 | 24
WIRELESS PANELS
MG5050+ | – | – | – | – | – | Yes | – | – | Yes
MG5075 | – | – | – | – | – | Yes | – | – | Yes
MG5000 | – | – | – | – | – | Yes | – | – | Yes
MG5050 | – | – | – | – | – | Yes | – | – | Yes
MG6250 | – | – | – | – | – | Yes | – | – | Yes
MG6160 | – | – | – | – | – | Yes | – | – | Yes
MG6130 | – | – | – | – | – | Yes | – | – | Yes
MG6060 | – | – | – | – | – | Yes | – | – | Yes
MG6030 | – | – | – | – | – | Yes | – | – | Yes
1758-O | – | – | – | – | – | – | – | Yes | –
1759 EX | – | Yes | Yes | – | – | – | Yes | Yes | –
1759 MG | – | – | – | – | – | Yes | – | – | Yes
WIRELESS RECEIVERS
RTX3 | – | – | – | – | – | Yes | – | – | Yes
K32LX | – | – | – | – | – | Yes | – | – | Yes
MG-RCV3 | – | – | – | – | – | Yes | – | – | Yes
OMN-RCV3 | – | Yes | Yes | – | – | – | Yes | Yes | –
LIBERATOR | – | – | Yes | – | – | – | – | Yes | –
WIRELESS DETECTORS
PMD2P | Set in the Magellan receiver | [5 empty] | Set in the Magellan receiver
PMD85W | – | – | – | – | – | – | – | Yes | –
PMD75N | – | – | Yes | – | – | – | – | Yes | –
NV780MR | – | – | Yes | – | – | – | – | Yes | –
NV37MR | – | – | Yes | – | – | – | – | Yes | –
NV75MR | – | – | Yes | – | – | – | – | Yes | –
NV35MR | – | – | Yes | – | – | – | – | Yes | –
WD1 | – | – | Yes | – | – | – | – | Yes | –
PMD75 | – | – | Yes | – | – | – | – | Yes | –
PMD1P | – | – | Yes | – | – | – | – | Yes | –
LIB-474 | – | – | – | – | – | – | – | Yes | –
OMN-PMD1 | – | Yes | Yes | – | – | – | Yes | Yes | –
OMN-PMD75 | – | Yes | Yes | – | – | – | Yes | Yes | –
WIRELESS DOOR CONTACTS
DCT6 | – | – | – | Yes | – | – | – | – | –
DCT10 | – | – | Yes | – | – | – | – | Yes | –
DCT2 | – | – | – | Yes | – | – | – | – | –
DCTXP2 | – | – | – | – | – | Yes | – | – | Yes
LIB-400 | – | – | – | – | – | – | – | Yes | –
OMN-DCT1 | – | Yes | Yes | – | – | – | Yes | Yes | –
OMN-DCT2 | – | Yes | Yes | – | – | – | Yes | Yes | –
MG-DCT1 | – | – | Yes | – | – | – | – | Yes | –
MG-DCTXP | – | – | – | – | – | Yes | – | – | –
WIRELESS SIRENS
SR250 | With power supply | – | – | – | Without power supply | – | – | – | –
SR230 |  | – | – | – |  | – | – | – | –
SR150 |  | – | – | – |  | – | – | – | –
SR130 |  | – | – | – |  | – | – | – | –
SR120 |  | – | – | – |  | – | – | – | –
WIRELESS MULTI-AXIS DETECTOR
GS250 (GPOWER) | – | – | – | – | – | Yes | – | – | Yes
WIRELESS SMOKE DETECTORS
SD360 | – | – | – | Yes | – | – | – | – | –
SD378 | – | – | – | Yes | – | – | – | – | –
WIRELESS PROGRAMMABLE OUTPUT
2WPGM | – | – | – | Yes | – | – | – | – | –
RF Supervision Time

## Imperial EVO Comp.
Discontinued Product/Version
Should be compatible (Not testing discontinued products with new products/versions)
| EVO48 / EVO192 |  | Imperial V32
KEYPADS
K641/R | Yes |  | –
ANC1B | Yes |  | –
K648 | Yes |  | –
GRAFICA (K07) | Yes |  | –
COLOR GRAFICA (K07C) | Yes |  | Yes
K651 | Yes |  | Yes
ADDRESSABLE MOTION DETECTORS AND GLASS TREK
DGI85 | Yes |  | Yes
DMI50 | Yes |  | Yes
DMI60 | Yes |  | Yes
DMI70 | Yes |  | Yes
DG85 | Yes |  | –
DM50 | Yes |  | –
DM60 | Yes |  | –
DM70 | Yes |  | –
DG457 | Yes |  | –
DG467 | Yes |  | –
PROGRAMMABLE OUTPUT
PGM4 | Yes |  | –
EXPANDERS
ZX32D | Yes |  | Yes
ZX16D | Yes |  | Yes
ZX8D | Yes |  | Yes
ZX8 | Yes |  | –
ZX4 (APR3-ZX4) | Yes |  | –
ZC1 | Yes |  | –
ZX1 | Yes |  | –
RTX3 | Yes |  | Yes
ACCESS CONTROL
ACM12 | Yes |  | –
ACM24D | – |  | Yes
RW485D | – |  | Yes
POWER SUPPLIES
PS17 | Yes |  | –
PS27D | – |  | Yes
COMMUNICATION DEVICES
PCS200 V1.00 GSM Edition | Yes |  | –
307USB | Yes |  | –
CONV4USB | Yes |  | –
306USB | Yes |  | –
IP100 V1.50 (IP Reporting) | Yes |  | –
IP100 V1.00 | Yes |  | –
VDMP3 | Yes |  | –
DVAC | Yes |  | –
ADM2 | Yes |  | –
HUB4D | Yes |  | Yes
HUB2 | Yes |  | –
PRT3 | Yes |  | –
LSN4 | Yes |  | –
HOME AUTOMATION
DIM4D | – |  | Yes
DIM1D | – |  | Yes
HV8D | – |  | Yes
LV8D | – |  | Yes
MSA4H | – |  | Yes
MSA8H | – |  | Yes
MVCA2 | – |  | Yes
MCB1H | – |  | Yes
SOFTWARE
BABYWARE | – |  | Yes
NEWARE | Yes |  | –
WINLOAD | Yes |  | –
IPARADOX | Yes |  | –
Comparision Chart
EVO VS Imperial